## Đèn đường
STT | Product_ID | Tên sản phẩm | Mã Sản Phẩm | Mã SAP | category 1 | category 2 | category 3 | Tags | Giá | Giá đối chiếu | Link sản phẩm | Link ảnh sản phẩm | Link mua hàng online | Tóm tắt TSKT | Tóm tắt ưu điểm, tính năng | Thông số kỹ thuật | Link file HDSD | VD HDSD | Nội dung Ưu điểm SP
1 | 1 | NNYC2001188 ¦ Sản phẩm ¦ Việt Nam ¦ Panasonic Lighting | NNYC2001188 |  | Đèn đường | Đèn đường tiêu chuẩn (Pro) | Đèn đường SP | {"Type of Luminaire": "Street Light", "Type of Light Source": "LED", "Power Input": "30W", "System Lumen Output": "3600 lm", "System Efficacy": "120 lm/W", "Power Voltage": "220-240V", "Power Factor": "0.9", "Lifetime": "50000H(L70)", "CCT": "3000K", "CRI": "70", "Input Frequency": "50/60Hz", "Dimming": "non-Dimmable", "Beam Angle": "120deg.", "IP code": "65", "IK code": "IK 07", "Ambient Temperature Range": "5 - 45°C", "Surge Protection": "10kV", "Classification of Luminaries": "Class Ⅰ", "Driver": "Integrated", "Dimensions": "W156mm*L398mm*H75mm", "Weight": "1.44 kg", "Body": "ADC12", "Reflector": "Glass", "Country of Origin": "China", "Brand": "Panasonic"} |  |  | https://panasonic.net/electricworks/lighting/vn/products/pspec.php?id=G00023219 | https://panasonic.net/electricworks/shared_data/spec/img/ch_21100066-MP.jpg |  |  |  | Type of Luminaire: Street Light Set Model No.: NNYC2001188 Type of Luminaire: Street Light Set Model No.: NNYC2001188 Type of Light Source: LED Power Input: 30W System Lumen Output: 3600 lm System Efficacy: 120 lm/W Power Voltage: 220-240V Power Factor: 0.9 Lifetime: 50000H(L70) CCT: 3000K CRI: 70 SDCM: Input Frequency: 50/60Hz Dimming: non-Dimmable Dimming Range: UGR: Glare Cut Angle: Beam Angle: 120deg. Rotation Angle: Tilt Angle: IP code: 65 IK code: IK 07 Ambient Temperature Range: 5 - 45°C Surge Protection: 10kV Classification of Luminaries: Class Ⅰ THDi: Effective Projected Area: Driver: Integrated Cut Out Size: Dimensions: W156mm*L398mm*H75mm Weight: 1.44 kg Body: ADC12 Reflector: Glass Diffuser: Trim: Caseing: Country of Origin: China Brand: Panasonic Remarks:
2 | 2 | NNYC2006188 ¦ Sản phẩm ¦ Việt Nam ¦ Panasonic Lighting | NNYC2006188 |  | Đèn đường | Đèn đường tiêu chuẩn (Pro) | Đèn đường SP | {"type_of_luminaire": "Street Light", "type_of_light_source": "LED", "power_input": "30W", "system_lumen_output": "3750 lm", "system_efficacy": "125 lm/W", "power_voltage": "220-240V", "power_factor": "0.9", "lifetime": "50000H(L70)", "cct": "5700K", "cri": "70", "input_frequency": "50/60Hz", "dimming": "non-Dimmable", "beam_angle": "120deg.", "ip_code": "65", "ik_code": "IK 07", "ambient_temperature_range": "5 - 45°C", "surge_protection": "10kV", "classification_of_luminaries": "Class Ⅰ", "driver": "Integrated", "dimensions": "W156mm*L398mm*H75mm", "weight": "1.44 kg", "body": "ADC12", "reflector": "Glass", "country_of_origin": "China", "brand": "Panasonic"} |  |  | https://panasonic.net/electricworks/lighting/vn/products/pspec.php?id=G00023220 | https://panasonic.net/electricworks/shared_data/spec/img/ch_21100066-MP.jpg |  |  |  | Type of Luminaire: Street Light Set Model No.: NNYC2006188 Type of Luminaire: Street Light Set Model No.: NNYC2006188 Type of Light Source: LED Power Input: 30W System Lumen Output: 3750 lm System Efficacy: 125 lm/W Power Voltage: 220-240V Power Factor: 0.9 Lifetime: 50000H(L70) CCT: 5700K CRI: 70 SDCM: Input Frequency: 50/60Hz Dimming: non-Dimmable Dimming Range: UGR: Glare Cut Angle: Beam Angle: 120deg. Rotation Angle: Tilt Angle: IP code: 65 IK code: IK 07 Ambient Temperature Range: 5 - 45°C Surge Protection: 10kV Classification of Luminaries: Class Ⅰ THDi: Effective Projected Area: Driver: Integrated Cut Out Size: Dimensions: W156mm*L398mm*H75mm Weight: 1.44 kg Body: ADC12 Reflector: Glass Diffuser: Trim: Caseing: Country of Origin: China Brand: Panasonic Remarks:
3 | 3 | NNYC2001288 ¦ Sản phẩm ¦ Việt Nam ¦ Panasonic Lighting | NNYC2001288 |  | Đèn đường | Đèn đường tiêu chuẩn (Pro) | Đèn đường SP | {"type_of_luminaire": "Street Light", "type_of_light_source": "LED", "power_input": "60W", "system_lumen_output": "7200 lm", "system_efficacy": "120 lm/W", "power_voltage": "220-240V", "power_factor": "0.9", "lifetime": "50000H(L70)", "cct": "3000K", "cri": "70", "input_frequency": "50/60Hz", "dimming": "non-Dimmable", "beam_angle": "120deg.", "ip_code": "65", "ik_code": "IK 07", "ambient_temperature_range": "5 - 45°C", "surge_protection": "10kV", "classification_of_luminaries": "Class Ⅰ", "driver": "Integrated", "dimensions": "W186mm*L453mm*H87mm", "weight": "2.32 kg", "body": "ADC12", "reflector": "Glass", "country_of_origin": "China", "brand": "Panasonic"} |  |  | https://panasonic.net/electricworks/lighting/vn/products/pspec.php?id=G00023221 | https://panasonic.net/electricworks/shared_data/spec/img/ch_21100067-MP.jpg |  |  |  | Type of Luminaire: Street Light Set Model No.: NNYC2001288 Type of Luminaire: Street Light Set Model No.: NNYC2001288 Type of Light Source: LED Power Input: 60W System Lumen Output: 7200 lm System Efficacy: 120 lm/W Power Voltage: 220-240V Power Factor: 0.9 Lifetime: 50000H(L70) CCT: 3000K CRI: 70 SDCM: Input Frequency: 50/60Hz Dimming: non-Dimmable Dimming Range: UGR: Glare Cut Angle: Beam Angle: 120deg. Rotation Angle: Tilt Angle: IP code: 65 IK code: IK 07 Ambient Temperature Range: 5 - 45°C Surge Protection: 10kV Classification of Luminaries: Class Ⅰ THDi: Effective Projected Area: Driver: Integrated Cut Out Size: Dimensions: W186mm*L453mm*H87mm Weight: 2.32 kg Body: ADC12 Reflector: Glass Diffuser: Trim: Caseing: Country of Origin: China Brand: Panasonic Remarks:
4 | 4 | NNYC2006288 ¦ Sản phẩm ¦ Việt Nam ¦ Panasonic Lighting | NNYC2006288 |  | Đèn đường | Đèn đường tiêu chuẩn (Pro) | Đèn đường SP | {"type_of_luminaire": "Street Light", "type_of_light_source": "LED", "power_input": "60W", "system_lumen_output": "7500 lm", "system_efficacy": "125 lm/W", "power_voltage": "220-240V", "power_factor": "0.9", "lifetime": "50000H(L70)", "cct": "5700K", "cri": "70", "input_frequency": "50/60Hz", "dimming": "non-Dimmable", "beam_angle": "120deg.", "ip_code": "65", "ik_code": "IK 07", "ambient_temperature_range": "5 - 45°C", "surge_protection": "10kV", "classification_of_luminaries": "Class Ⅰ", "driver": "Integrated", "dimensions": "W186mm*L453mm*H87mm", "weight": "2.32 kg", "body": "ADC12", "reflector": "Glass", "country_of_origin": "China", "brand": "Panasonic"} |  |  | https://panasonic.net/electricworks/lighting/vn/products/pspec.php?id=G00023222 | https://panasonic.net/electricworks/shared_data/spec/img/ch_21100067-MP.jpg |  |  |  | Type of Luminaire: Street Light Set Model No.: NNYC2006288 Type of Luminaire: Street Light Set Model No.: NNYC2006288 Type of Light Source: LED Power Input: 60W System Lumen Output: 7500 lm System Efficacy: 125 lm/W Power Voltage: 220-240V Power Factor: 0.9 Lifetime: 50000H(L70) CCT: 5700K CRI: 70 SDCM: Input Frequency: 50/60Hz Dimming: non-Dimmable Dimming Range: UGR: Glare Cut Angle: Beam Angle: 120deg. Rotation Angle: Tilt Angle: IP code: 65 IK code: IK 07 Ambient Temperature Range: 5 - 45°C Surge Protection: 10kV Classification of Luminaries: Class Ⅰ THDi: Effective Projected Area: Driver: Integrated Cut Out Size: Dimensions: W186mm*L453mm*H87mm Weight: 2.32 kg Body: ADC12 Reflector: Glass Diffuser: Trim: Caseing: Country of Origin: China Brand: Panasonic Remarks:
5 | 5 | NNYC2001388 ¦ Sản phẩm ¦ Việt Nam ¦ Panasonic Lighting | NNYC2001388 |  | Đèn đường | Đèn đường tiêu chuẩn (Pro) | Đèn đường SP | {"type_of_luminaire": "Street Light", "type_of_light_source": "LED", "power_input": "90W", "system_lumen_output": "10800 lm", "system_efficacy": "120 lm/W", "power_voltage": "220-240V", "power_factor": "0.9", "lifetime": "50000H(L70)", "cct": "3000K", "cri": "70", "input_frequency": "50/60Hz", "dimming": "non-Dimmable", "beam_angle": "120deg.", "ip_code": "65", "ik_code": "IK 07", "ambient_temperature_range": "5 - 45°C", "surge_protection": "10kV", "classification_of_luminaries": "Class Ⅰ", "driver": "Integrated", "dimensions": "W257mm*L534mm*H70mm", "weight": "4.24 kg", "body": "ADC12", "reflector": "Glass", "country_of_origin": "China", "brand": "Panasonic"} |  |  | https://panasonic.net/electricworks/lighting/vn/products/pspec.php?id=G00023223 | https://panasonic.net/electricworks/shared_data/spec/img/ch_21100068-MP.jpg |  |  |  | Type of Luminaire: Street Light Set Model No.: NNYC2001388 Type of Luminaire: Street Light Set Model No.: NNYC2001388 Type of Light Source: LED Power Input: 90W System Lumen Output: 10800 lm System Efficacy: 120 lm/W Power Voltage: 220-240V Power Factor: 0.9 Lifetime: 50000H(L70) CCT: 3000K CRI: 70 SDCM: Input Frequency: 50/60Hz Dimming: non-Dimmable Dimming Range: UGR: Glare Cut Angle: Beam Angle: 120deg. Rotation Angle: Tilt Angle: IP code: 65 IK code: IK 07 Ambient Temperature Range: 5 - 45°C Surge Protection: 10kV Classification of Luminaries: Class Ⅰ THDi: Effective Projected Area: Driver: Integrated Cut Out Size: Dimensions: W257mm*L534mm*H70mm Weight: 4.24 kg Body: ADC12 Reflector: Glass Diffuser: Trim: Caseing: Country of Origin: China Brand: Panasonic Remarks:
6 | 6 | NNYC2006388 ¦ Sản phẩm ¦ Việt Nam ¦ Panasonic Lighting | NNYC2006388 |  | Đèn đường | Đèn đường tiêu chuẩn (Pro) | Đèn đường SP | {"type_of_luminaire": "Street Light", "type_of_light_source": "LED", "power_input": "90W", "system_lumen_output": "11250 lm", "system_efficacy": "125 lm/W", "power_voltage": "220-240V", "power_factor": "0.9", "lifetime": "50000H(L70)", "cct": "5700K", "cri": "70", "input_frequency": "50/60Hz", "dimming": "non-Dimmable", "beam_angle": "120deg.", "ip_code": "65", "ik_code": "IK 07", "ambient_temperature_range": "5 - 45°C", "surge_protection": "10kV", "classification_of_luminaries": "Class Ⅰ", "driver": "Integrated", "dimensions": "W257mm*L534mm*H70mm", "weight": "4.24 kg", "body": "ADC12", "reflector": "Glass", "country_of_origin": "China", "brand": "Panasonic"} |  |  | https://panasonic.net/electricworks/lighting/vn/products/pspec.php?id=G00023224 | https://panasonic.net/electricworks/shared_data/spec/img/ch_21100068-MP.jpg |  |  |  | Type of Luminaire: Street Light Set Model No.: NNYC2006388 Type of Luminaire: Street Light Set Model No.: NNYC2006388 Type of Light Source: LED Power Input: 90W System Lumen Output: 11250 lm System Efficacy: 125 lm/W Power Voltage: 220-240V Power Factor: 0.9 Lifetime: 50000H(L70) CCT: 5700K CRI: 70 SDCM: Input Frequency: 50/60Hz Dimming: non-Dimmable Dimming Range: UGR: Glare Cut Angle: Beam Angle: 120deg. Rotation Angle: Tilt Angle: IP code: 65 IK code: IK 07 Ambient Temperature Range: 5 - 45°C Surge Protection: 10kV Classification of Luminaries: Class Ⅰ THDi: Effective Projected Area: Driver: Integrated Cut Out Size: Dimensions: W257mm*L534mm*H70mm Weight: 4.24 kg Body: ADC12 Reflector: Glass Diffuser: Trim: Caseing: Country of Origin: China Brand: Panasonic Remarks:
7 | 7 | NNYC2001488 ¦ Sản phẩm ¦ Việt Nam ¦ Panasonic Lighting | NNYC2001488 |  | Đèn đường | Đèn đường tiêu chuẩn (Pro) | Đèn đường SP | {"type_of_luminaire": "Street Light", "type_of_light_source": "LED", "power_input": "120W", "system_lumen_output": "14400 lm", "system_efficacy": "120 lm/W", "power_voltage": "220-240V", "power_factor": "0.9", "lifetime": "50000H(L70)", "cct": "3000K", "cri": "70", "input_frequency": "50/60Hz", "dimming": "non-Dimmable", "beam_angle": "120deg.", "ip_code": "65", "ik_code": "IK 07", "ambient_temperature_range": "5 - 45°C", "surge_protection": "10kV", "classification_of_luminaries": "Class Ⅰ", "driver": "Integrated", "dimensions": "W257mm*L534mm*H70mm", "weight": "4.24 kg", "body": "ADC12", "reflector": "Glass", "country_of_origin": "China", "brand": "Panasonic"} |  |  | https://panasonic.net/electricworks/lighting/vn/products/pspec.php?id=G00023225 | https://panasonic.net/electricworks/shared_data/spec/img/ch_21100068-MP.jpg |  |  |  | Type of Luminaire: Street Light Set Model No.: NNYC2001488 Type of Luminaire: Street Light Set Model No.: NNYC2001488 Type of Light Source: LED Power Input: 120W System Lumen Output: 14400 lm System Efficacy: 120 lm/W Power Voltage: 220-240V Power Factor: 0.9 Lifetime: 50000H(L70) CCT: 3000K CRI: 70 SDCM: Input Frequency: 50/60Hz Dimming: non-Dimmable Dimming Range: UGR: Glare Cut Angle: Beam Angle: 120deg. Rotation Angle: Tilt Angle: IP code: 65 IK code: IK 07 Ambient Temperature Range: 5 - 45°C Surge Protection: 10kV Classification of Luminaries: Class Ⅰ THDi: Effective Projected Area: Driver: Integrated Cut Out Size: Dimensions: W257mm*L534mm*H70mm Weight: 4.24 kg Body: ADC12 Reflector: Glass Diffuser: Trim: Caseing: Country of Origin: China Brand: Panasonic Remarks:
8 | 8 | NNYC2006488 ¦ Sản phẩm ¦ Việt Nam ¦ Panasonic Lighting | NNYC2006488 |  | Đèn đường | Đèn đường tiêu chuẩn (Pro) | Đèn đường SP | {"type_of_luminaire": "Street Light", "type_of_light_source": "LED", "power_input": "120W", "system_lumen_output": "15000 lm", "system_efficacy": "125 lm/W", "power_voltage": "220-240V", "power_factor": "0.9", "lifetime": "50000H(L70)", "cct": "5700K", "cri": "70", "input_frequency": "50/60Hz", "dimming": "non-Dimmable", "beam_angle": "120deg.", "ip_code": "65", "ik_code": "IK 07", "ambient_temperature_range": "5 - 45°C", "surge_protection": "10kV", "classification_of_luminaries": "Class Ⅰ", "driver": "Integrated", "dimensions": "W257mm*L534mm*H70mm", "weight": "4.24 kg", "body": "ADC12", "reflector": "Glass", "country_of_origin": "China", "brand": "Panasonic"} |  |  | https://panasonic.net/electricworks/lighting/vn/products/pspec.php?id=G00023226 | https://panasonic.net/electricworks/shared_data/spec/img/ch_21100068-MP.jpg |  |  |  | Type of Luminaire: Street Light Set Model No.: NNYC2006488 Type of Luminaire: Street Light Set Model No.: NNYC2006488 Type of Light Source: LED Power Input: 120W System Lumen Output: 15000 lm System Efficacy: 125 lm/W Power Voltage: 220-240V Power Factor: 0.9 Lifetime: 50000H(L70) CCT: 5700K CRI: 70 SDCM: Input Frequency: 50/60Hz Dimming: non-Dimmable Dimming Range: UGR: Glare Cut Angle: Beam Angle: 120deg. Rotation Angle: Tilt Angle: IP code: 65 IK code: IK 07 Ambient Temperature Range: 5 - 45°C Surge Protection: 10kV Classification of Luminaries: Class Ⅰ THDi: Effective Projected Area: Driver: Integrated Cut Out Size: Dimensions: W257mm*L534mm*H70mm Weight: 4.24 kg Body: ADC12 Reflector: Glass Diffuser: Trim: Caseing: Country of Origin: China Brand: Panasonic Remarks:
9 | 122 | NNYC20011TH ¦ Sản phẩm ¦ Việt Nam ¦ Panasonic Lighting | NNYC20011TH |  | Đèn đường | Đèn đường tiêu chuẩn (Pro) | Đèn đường SP | {"type_of_luminaire": "Street Light", "type_of_light_source": "LED", "power_input": "30W", "system_lumen_output": "3600 lm", "system_efficacy": "120 lm/W", "power_voltage": "220-240V", "power_factor": "0.9", "lifetime": "50000H(L70)", "cct": "3000K", "cri": "70", "sdcm": "<7", "input_frequency": "50/60Hz", "dimming": "non-Dimmable", "ip_code": "66", "ambient_temperature_range": "5 - 45°C", "surge_protection": "10kV", "driver": "Integrated", "dimensions": "W156mm*L398mm*H75mm", "weight": "1.44 kg", "body": "ADC12", "reflector": "Glass", "country_of_origin": "China", "brand": "Panasonic"} |  |  | https://panasonic.net/electricworks/lighting/vn/products/pspec.php?id=G00025558 | https://panasonic.net/electricworks/shared_data/spec/img/ch_21100066-MP.jpg |  |  |  | Type of Luminaire: Street Light Set Model No.: NNYC20011TH Type of Luminaire: Street Light Set Model No.: NNYC20011TH Type of Light Source: LED Power Input: 30W System Lumen Output: 3600 lm System Efficacy: 120 lm/W Power Voltage: 220-240V Power Factor: 0.9 Lifetime: 50000H(L70) CCT: 3000K CRI: 70 SDCM: <7 Input Frequency: 50/60Hz Dimming: non-Dimmable Dimming Range: UGR: Glare Cut Angle: Beam Angle: Rotation Angle: Tilt Angle: IP code: 66 IK code: Ambient Temperature Range: 5 - 45°C Surge Protection: 10kV Classification of Luminaries: THDi: Effective Projected Area: Driver: Integrated Cut Out Size: Dimensions: W156mm*L398mm*H75mm Weight: 1.44 kg Body: ADC12 Reflector: Glass Diffuser: Trim: Caseing: Country of Origin: China Brand: Panasonic Remarks:
10 | 123 | NNYC20012TH ¦ Sản phẩm ¦ Việt Nam ¦ Panasonic Lighting | NNYC20012TH |  | Đèn đường | Đèn đường tiêu chuẩn (Pro) | Đèn đường SP | {"type_of_luminaire": "Street Light", "type_of_light_source": "LED", "power_input": "60W", "system_lumen_output": "7200 lm", "system_efficacy": "120 lm/W", "power_voltage": "220-240V", "power_factor": "0.9", "lifetime": "50000H(L70)", "cct": "3000K", "cri": "70", "sdcm": "<7", "input_frequency": "50/60Hz", "dimming": "non-Dimmable", "ip_code": "66", "ambient_temperature_range": "5 - 45°C", "surge_protection": "10kV", "driver": "Integrated", "dimensions": "W186mm*L453mm*H87mm", "weight": "2.32 kg", "body": "ADC12", "reflector": "Glass", "country_of_origin": "China", "brand": "Panasonic", "certificates_&_standards": "RoHs / TISI"} |  |  | https://panasonic.net/electricworks/lighting/vn/products/pspec.php?id=G00025559 | https://panasonic.net/electricworks/shared_data/spec/img/ch_21100067-MP.jpg |  |  |  | Type of Luminaire: Street Light Set Model No.: NNYC20012TH Type of Luminaire: Street Light Set Model No.: NNYC20012TH Type of Light Source: LED Power Input: 60W System Lumen Output: 7200 lm System Efficacy: 120 lm/W Power Voltage: 220-240V Power Factor: 0.9 Lifetime: 50000H(L70) CCT: 3000K CRI: 70 SDCM: <7 Input Frequency: 50/60Hz Dimming: non-Dimmable Dimming Range: UGR: Glare Cut Angle: Beam Angle: Rotation Angle: Tilt Angle: IP code: 66 IK code: Ambient Temperature Range: 5 - 45°C Surge Protection: 10kV Classification of Luminaries: THDi: Effective Projected Area: Driver: Integrated Cut Out Size: Dimensions: W186mm*L453mm*H87mm Weight: 2.32 kg Body: ADC12 Reflector: Glass Diffuser: Trim: Caseing: Country of Origin: China Brand: Panasonic Remarks:

## Đèn Down Light
STT | Product_ID | Tên sản phẩm | Mã Sản Phẩm | Mã SAP | category 1 | category 2 | category 3 | Tags | Giá | Giá đối chiếu | Link sản phẩm | Link ảnh sản phẩm | Link mua hàng online | Tóm tắt TSKT | Tóm tắt ưu điểm, tính năng | Thông số kỹ thuật | Link file HDSD | VD HDSD | Nội dung Ưu điểm SP
1 | 9 | NNNC60111WLE88 ¦ Sản phẩm ¦ Việt Nam ¦ Panasonic Lighting | NNNC60111WLE88 |  | Đèn Down Light | Đèn Down Light không chói điều chỉnh được | Đèn Down Light Ex-A không chói điều chỉnh được | {"type_of_luminaire": "Downlight", "type_of_light_source": "LED", "power_input": "10W", "system_lumen_output": "670 lm", "system_efficacy": "67 lm/W", "power_voltage": "220-240V", "power_factor": "0.9", "lifetime": "50000H(L70)", "cct": "3000K", "cri": "80", "input_frequency": "50/60Hz", "dimming": "non-Dimmable", "glare_cut_angle": "30deg.", "beam_angle": "15deg.", "rotation_angle": "355deg.", "tilt_angle": "23deg.", "ip_code": "20", "ambient_temperature_range": "5 - 35°C", "classification_of_luminaries": "Class Ⅱ", "thdi": "<20%", "driver": "Integrated", "cut_out_size": "75mm", "dimensions": "L85mm*H94mm", "weight": "0.2 kg", "body": "ADC(Gray)", "reflector": "ADC12(Chrome)", "diffuser": "PMMA(Transparent)", "trim": "ADC12(White)", "country_of_origin": "China", "brand": "Panasonic"} |  |  | https://panasonic.net/electricworks/lighting/vn/products/pspec.php?id=G00023564 | https://panasonic.net/electricworks/shared_data/spec/img/ch_21100025-MP.jpg |  |  |  | Type of Luminaire: Downlight Set Model No.: NNNC60111WLE88 Type of Luminaire: Downlight Set Model No.: NNNC60111WLE88 Type of Light Source: LED Power Input: 10W System Lumen Output: 670 lm System Efficacy: 67 lm/W Power Voltage: 220-240V Power Factor: 0.9 Lifetime: 50000H(L70) CCT: 3000K CRI: 80 SDCM: Input Frequency: 50/60Hz Dimming: non-Dimmable Dimming Range: UGR: Glare Cut Angle: 30deg. Beam Angle: 15deg. Rotation Angle: 355deg. Tilt Angle: 23deg. IP code: 20 IK code: Ambient Temperature Range: 5 - 35°C Surge Protection: Classification of Luminaries: Class Ⅱ THDi: <20% Effective Projected Area: Driver: Integrated Cut Out Size: 75mm Dimensions: L85mm*H94mm Weight: 0.2 kg Body: ADC(Gray) Reflector: ADC12(Chrome) Diffuser: PMMA(Transparent) Trim: ADC12(White) Caseing: Country of Origin: China Brand: Panasonic Remarks:
2 | 10 | NNNC60131WLE88 ¦ Sản phẩm ¦ Việt Nam ¦ Panasonic Lighting | NNNC60131WLE88 |  | Đèn Down Light | Đèn Down Light không chói điều chỉnh được | Đèn Down Light Ex-A không chói điều chỉnh được | {"type_of_luminaire": "Downlight", "type_of_light_source": "LED", "power_input": "10W", "system_lumen_output": "700 lm", "system_efficacy": "70 lm/W", "power_voltage": "220-240V", "power_factor": "0.9", "lifetime": "50000H(L70)", "cct": "4000K", "cri": "80", "input_frequency": "50/60Hz", "dimming": "non-Dimmable", "glare_cut_angle": "30deg.", "beam_angle": "15deg.", "rotation_angle": "355deg.", "tilt_angle": "23deg.", "ip_code": "20", "ambient_temperature_range": "5 - 35°C", "classification_of_luminaries": "Class Ⅱ", "thdi": "<20%", "driver": "Integrated", "cut_out_size": "75mm", "dimensions": "L85mm*H94mm", "weight": "0.2 kg", "body": "ADC(Gray)", "reflector": "ADC12(Chrome)", "diffuser": "PMMA(Transparent)", "trim": "ADC12(White)", "country_of_origin": "China", "brand": "Panasonic"} |  |  | https://panasonic.net/electricworks/lighting/vn/products/pspec.php?id=G00023565 | https://panasonic.net/electricworks/shared_data/spec/img/ch_21100025-MP.jpg |  |  |  | Type of Luminaire: Downlight Set Model No.: NNNC60131WLE88 Type of Luminaire: Downlight Set Model No.: NNNC60131WLE88 Type of Light Source: LED Power Input: 10W System Lumen Output: 700 lm System Efficacy: 70 lm/W Power Voltage: 220-240V Power Factor: 0.9 Lifetime: 50000H(L70) CCT: 4000K CRI: 80 SDCM: Input Frequency: 50/60Hz Dimming: non-Dimmable Dimming Range: UGR: Glare Cut Angle: 30deg. Beam Angle: 15deg. Rotation Angle: 355deg. Tilt Angle: 23deg. IP code: 20 IK code: Ambient Temperature Range: 5 - 35°C Surge Protection: Classification of Luminaries: Class Ⅱ THDi: <20% Effective Projected Area: Driver: Integrated Cut Out Size: 75mm Dimensions: L85mm*H94mm Weight: 0.2 kg Body: ADC(Gray) Reflector: ADC12(Chrome) Diffuser: PMMA(Transparent) Trim: ADC12(White) Caseing: Country of Origin: China Brand: Panasonic Remarks:
3 | 11 | NNNC60161WLE88 ¦ Sản phẩm ¦ Việt Nam ¦ Panasonic Lighting |  |  | Đèn Down Light | Đèn Down Light không chói điều chỉnh được | Đèn Down Light Ex-A không chói điều chỉnh được |  |  |  | https://panasonic.net/electricworks/lighting/vn/products/pspec.php?id=G00023570 | https://panasonic.net/electricworks/shared_data/spec/img/ch_21100025-MP.jpg |  |  |  | Type of Luminaire: Downlight Set Model No.: NNNC60161WLE88 Type of Luminaire: Downlight Set Model No.: NNNC60161WLE88 Type of Light Source: LED Power Input: 10W System Lumen Output: 550 lm System Efficacy: 55 lm/W Power Voltage: 220-240V Power Factor: 0.9 Lifetime: 50000H(L70) CCT: 3000K CRI: 90 SDCM: Input Frequency: 50/60Hz Dimming: non-Dimmable Dimming Range: UGR: Glare Cut Angle: 30deg. Beam Angle: 15deg. Rotation Angle: 355deg. Tilt Angle: 23deg. IP code: 20 IK code: Ambient Temperature Range: 5 - 35°C Surge Protection: Classification of Luminaries: Class Ⅱ THDi: <20% Effective Projected Area: Driver: Integrated Cut Out Size: 75mm Dimensions: L85mm*H94mm Weight: 0.2 kg Body: ADC(Gray) Reflector: ADC12(Chrome) Diffuser: PMMA(Transparent) Trim: ADC12(White) Caseing: Country of Origin: China Brand: Panasonic Remarks:
4 | 12 | NNNC60181WLE88 ¦ Sản phẩm ¦ Việt Nam ¦ Panasonic Lighting | NNNC60181WLE88 |  | Đèn Down Light | Đèn Down Light không chói điều chỉnh được | Đèn Down Light Ex-A không chói điều chỉnh được | {"type_of_luminaire": "Downlight", "type_of_light_source": "LED", "power_input": "10W", "system_lumen_output": "580 lm", "system_efficacy": "58 lm/W", "power_voltage": "220-240V", "power_factor": "0.9", "lifetime": "50000H(L70)", "cct": "4000K", "cri": "90", "input_frequency": "50/60Hz", "dimming": "non-Dimmable", "glare_cut_angle": "30deg.", "beam_angle": "15deg.", "rotation_angle": "355deg.", "tilt_angle": "23deg.", "ip_code": "20", "ambient_temperature_range": "5 - 35°C", "classification_of_luminaries": "Class Ⅱ", "thdi": "<20%", "driver": "Integrated", "cut_out_size": "75mm", "dimensions": "L85mm*H94mm", "weight": "0.2 kg", "body": "ADC(Gray)", "reflector": "ADC12(Chrome)", "diffuser": "PMMA(Transparent)", "trim": "ADC12(White)", "country_of_origin": "China", "brand": "Panasonic"} |  |  | https://panasonic.net/electricworks/lighting/vn/products/pspec.php?id=G00023571 | https://panasonic.net/electricworks/shared_data/spec/img/ch_21100025-MP.jpg |  |  |  | Type of Luminaire: Downlight Set Model No.: NNNC60181WLE88 Type of Luminaire: Downlight Set Model No.: NNNC60181WLE88 Type of Light Source: LED Power Input: 10W System Lumen Output: 580 lm System Efficacy: 58 lm/W Power Voltage: 220-240V Power Factor: 0.9 Lifetime: 50000H(L70) CCT: 4000K CRI: 90 SDCM: Input Frequency: 50/60Hz Dimming: non-Dimmable Dimming Range: UGR: Glare Cut Angle: 30deg. Beam Angle: 15deg. Rotation Angle: 355deg. Tilt Angle: 23deg. IP code: 20 IK code: Ambient Temperature Range: 5 - 35°C Surge Protection: Classification of Luminaries: Class Ⅱ THDi: <20% Effective Projected Area: Driver: Integrated Cut Out Size: 75mm Dimensions: L85mm*H94mm Weight: 0.2 kg Body: ADC(Gray) Reflector: ADC12(Chrome) Diffuser: PMMA(Transparent) Trim: ADC12(White) Caseing: Country of Origin: China Brand: Panasonic Remarks:
5 | 13 | NNNC60112WLE88 ¦ Sản phẩm ¦ Việt Nam ¦ Panasonic Lighting | NNNC60112WLE88 |  | Đèn Down Light | Đèn Down Light không chói điều chỉnh được | Đèn Down Light Ex-A không chói điều chỉnh được | {"type_of_luminaire": "Downlight", "height_to_lighted_plane_m": "1, 2, 3", "initial_beam_center_illuminance_lux": "3,582, 896, 398", "beam_diameter_mm": "425, 850, 1,275", "initi_beam_edge_illuminance_lux": "1,676, 419, 186", "type_of_light_source": "LED", "power_input": "10W", "system_lumen_output": "760 lm", "system_efficacy": "76 lm/W", "power_voltage": "220-240V", "power_factor": "0.9", "lifetime": "50000H(L70)", "cct": "3000K", "cri": "80", "input_frequency": "50/60Hz", "dimming": "non-Dimmable", "glare_cut_angle": "30deg.", "beam_angle": "24deg.", "rotation_angle": "355deg.", "tilt_angle": "23deg.", "ip_code": "20", "ambient_temperature_range": "5 - 35°C", "classification_of_luminaries": "Class Ⅱ", "thdi": "<20%", "driver": "Integrated", "cut_out_size": "75mm", "dimensions": "L85mm*H94mm", "weight": "0.2 kg", "body": "ADC(Gray)", "reflector": "ADC12(Chrome)", "diffuser": "PMMA(Transparent)", "trim": "ADC12(White)", "country_of_origin": "China", "brand": "Panasonic"} |  |  | https://panasonic.net/electricworks/lighting/vn/products/pspec.php?id=G00023576 | https://panasonic.net/electricworks/shared_data/spec/img/ch_21100025-MP.jpg |  |  |  | Type of Luminaire: Downlight Set Model No.: NNNC60112WLE88 Type of Luminaire: Downlight Set Model No.: NNNC60112WLE88 Type of Light Source: LED Power Input: 10W System Lumen Output: 760 lm System Efficacy: 76 lm/W Power Voltage: 220-240V Power Factor: 0.9 Lifetime: 50000H(L70) CCT: 3000K CRI: 80 SDCM: Input Frequency: 50/60Hz Dimming: non-Dimmable Dimming Range: UGR: Glare Cut Angle: 30deg. Beam Angle: 24deg. Rotation Angle: 355deg. Tilt Angle: 23deg. IP code: 20 IK code: Ambient Temperature Range: 5 - 35°C Surge Protection: Classification of Luminaries: Class Ⅱ THDi: <20% Effective Projected Area: Driver: Integrated Cut Out Size: 75mm Dimensions: L85mm*H94mm Weight: 0.2 kg Body: ADC(Gray) Reflector: ADC12(Chrome) Diffuser: PMMA(Transparent) Trim: ADC12(White) Caseing: Country of Origin: China Brand: Panasonic Remarks:
6 | 14 | NNNC60132WLE88 ¦ Sản phẩm ¦ Việt Nam ¦ Panasonic Lighting | NNNC60132WLE88 |  | Đèn Down Light | Đèn Down Light không chói điều chỉnh được | Đèn Down Light Ex-A không chói điều chỉnh được | {"type_of_luminaire": "Downlight", "type_of_light_source": "LED", "power_input": "10W", "system_lumen_output": "800 lm", "system_efficacy": "80 lm/W", "power_voltage": "220-240V", "power_factor": "0.9", "lifetime": "50000H(L70)", "cct": "4000K", "cri": "80", "input_frequency": "50/60Hz", "dimming": "non-Dimmable", "glare_cut_angle": "30deg.", "beam_angle": "24deg.", "rotation_angle": "355deg.", "tilt_angle": "23deg.", "ip_code": "20", "ambient_temperature_range": "5 - 35°C", "classification_of_luminaries": "Class Ⅱ", "thdi": "<20%", "driver": "Integrated", "cut_out_size": "75mm", "dimensions": "L85mm*H94mm", "weight": "0.2 kg", "body": "ADC(Gray)", "reflector": "ADC12(Chrome)", "diffuser": "PMMA(Transparent)", "trim": "ADC12(White)", "country_of_origin": "China", "brand": "Panasonic"} |  |  | https://panasonic.net/electricworks/lighting/vn/products/pspec.php?id=G00023577 | https://panasonic.net/electricworks/shared_data/spec/img/ch_21100025-MP.jpg |  |  |  | Type of Luminaire: Downlight Set Model No.: NNNC60132WLE88 Type of Luminaire: Downlight Set Model No.: NNNC60132WLE88 Type of Light Source: LED Power Input: 10W System Lumen Output: 800 lm System Efficacy: 80 lm/W Power Voltage: 220-240V Power Factor: 0.9 Lifetime: 50000H(L70) CCT: 4000K CRI: 80 SDCM: Input Frequency: 50/60Hz Dimming: non-Dimmable Dimming Range: UGR: Glare Cut Angle: 30deg. Beam Angle: 24deg. Rotation Angle: 355deg. Tilt Angle: 23deg. IP code: 20 IK code: Ambient Temperature Range: 5 - 35°C Surge Protection: Classification of Luminaries: Class Ⅱ THDi: <20% Effective Projected Area: Driver: Integrated Cut Out Size: 75mm Dimensions: L85mm*H94mm Weight: 0.2 kg Body: ADC(Gray) Reflector: ADC12(Chrome) Diffuser: PMMA(Transparent) Trim: ADC12(White) Caseing: Country of Origin: China Brand: Panasonic Remarks:
7 | 15 | NNNC60162WLE88 ¦ Sản phẩm ¦ Việt Nam ¦ Panasonic Lighting | NNNC60162WLE88 |  | Đèn Down Light | Đèn Down Light không chói điều chỉnh được | Đèn Down Light Ex-A không chói điều chỉnh được | {"type_of_luminaire": "Downlight", "type_of_light_source": "LED", "power_input": "10W", "system_lumen_output": "630 lm", "system_efficacy": "63 lm/W", "power_voltage": "220-240V", "power_factor": "0.9", "lifetime": "50000H(L70)", "cct": "3000K", "cri": "90", "input_frequency": "50/60Hz", "dimming": "non-Dimmable", "glare_cut_angle": "30deg.", "beam_angle": "24deg.", "rotation_angle": "355deg.", "tilt_angle": "23deg.", "ip_code": "20", "ambient_temperature_range": "5 - 35°C", "classification_of_luminaries": "Class Ⅱ", "thdi": "<20%", "driver": "Integrated", "cut_out_size": "75mm", "dimensions": "L85mm*H94mm", "weight": "0.2 kg", "body": "ADC(Gray)", "reflector": "ADC12(Chrome)", "diffuser": "PMMA(Transparent)", "trim": "ADC12(White)", "country_of_origin": "China", "brand": "Panasonic"} |  |  | https://panasonic.net/electricworks/lighting/vn/products/pspec.php?id=G00023582 | https://panasonic.net/electricworks/shared_data/spec/img/ch_21100025-MP.jpg |  |  |  | Type of Luminaire: Downlight Set Model No.: NNNC60162WLE88 Type of Luminaire: Downlight Set Model No.: NNNC60162WLE88 Type of Light Source: LED Power Input: 10W System Lumen Output: 630 lm System Efficacy: 63 lm/W Power Voltage: 220-240V Power Factor: 0.9 Lifetime: 50000H(L70) CCT: 3000K CRI: 90 SDCM: Input Frequency: 50/60Hz Dimming: non-Dimmable Dimming Range: UGR: Glare Cut Angle: 30deg. Beam Angle: 24deg. Rotation Angle: 355deg. Tilt Angle: 23deg. IP code: 20 IK code: Ambient Temperature Range: 5 - 35°C Surge Protection: Classification of Luminaries: Class Ⅱ THDi: <20% Effective Projected Area: Driver: Integrated Cut Out Size: 75mm Dimensions: L85mm*H94mm Weight: 0.2 kg Body: ADC(Gray) Reflector: ADC12(Chrome) Diffuser: PMMA(Transparent) Trim: ADC12(White) Caseing: Country of Origin: China Brand: Panasonic Remarks:
8 | 16 | NNNC60182WLE88 ¦ Sản phẩm ¦ Việt Nam ¦ Panasonic Lighting | NNNC60182WLE88 |  | Đèn Down Light | Đèn Down Light không chói điều chỉnh được | Đèn Down Light Ex-A không chói điều chỉnh được | {"type_of_luminaire": "Downlight", "type_of_light_source": "LED", "power_input": "10W", "system_lumen_output": "660 lm", "system_efficacy": "66 lm/W", "power_voltage": "220-240V", "power_factor": "0.9", "lifetime": "50000H(L70)", "cct": "4000K", "cri": "90", "input_frequency": "50/60Hz", "dimming": "non-Dimmable", "glare_cut_angle": "30deg.", "beam_angle": "24deg.", "rotation_angle": "355deg.", "tilt_angle": "23deg.", "ip_code": "20", "ambient_temperature_range": "5 - 35°C", "classification_of_luminaries": "Class Ⅱ", "thdi": "<20%", "driver": "Integrated", "cut_out_size": "75mm", "dimensions": "L85mm*H94mm", "weight": "0.2 kg", "body": "ADC(Gray)", "reflector": "ADC12(Chrome)", "diffuser": "PMMA(Transparent)", "trim": "ADC12(White)", "country_of_origin": "China", "brand": "Panasonic"} |  |  | https://panasonic.net/electricworks/lighting/vn/products/pspec.php?id=G00023583 | https://panasonic.net/electricworks/shared_data/spec/img/ch_21100025-MP.jpg |  |  |  | Type of Luminaire: Downlight Set Model No.: NNNC60182WLE88 Type of Luminaire: Downlight Set Model No.: NNNC60182WLE88 Type of Light Source: LED Power Input: 10W System Lumen Output: 660 lm System Efficacy: 66 lm/W Power Voltage: 220-240V Power Factor: 0.9 Lifetime: 50000H(L70) CCT: 4000K CRI: 90 SDCM: Input Frequency: 50/60Hz Dimming: non-Dimmable Dimming Range: UGR: Glare Cut Angle: 30deg. Beam Angle: 24deg. Rotation Angle: 355deg. Tilt Angle: 23deg. IP code: 20 IK code: Ambient Temperature Range: 5 - 35°C Surge Protection: Classification of Luminaries: Class Ⅱ THDi: <20% Effective Projected Area: Driver: Integrated Cut Out Size: 75mm Dimensions: L85mm*H94mm Weight: 0.2 kg Body: ADC(Gray) Reflector: ADC12(Chrome) Diffuser: PMMA(Transparent) Trim: ADC12(White) Caseing: Country of Origin: China Brand: Panasonic Remarks:
9 | 17 | NNNC60113WLE88 ¦ Sản phẩm ¦ Việt Nam ¦ Panasonic Lighting | NNNC60113WLE88 |  | Đèn Down Light | Đèn Down Light không chói điều chỉnh được | Đèn Down Light Ex-A không chói điều chỉnh được | {"Type of Luminaire": "Downlight", "Type of Light Source": "LED", "Power Input": "10W", "System Lumen Output": "830 lm", "System Efficacy": "83 lm/W", "Power Voltage": "220-240V", "Power Factor": "0.9", "Lifetime": "50000H(L70)", "CCT": "3000K", "CRI": "80", "Input Frequency": "50/60Hz", "Dimming": "non-Dimmable", "Glare Cut Angle": "30deg.", "Beam Angle": "36deg.", "Rotation Angle": "355deg.", "Tilt Angle": "23deg.", "IP code": "20", "Ambient Temperature Range": "5 - 35°C", "Classification of Luminaries": "Class Ⅱ", "THDi": "<20%", "Driver": "Integrated", "Cut Out Size": "75mm", "Dimensions": "L85mm*H94mm", "Weight": "0.2 kg", "Body": "ADC(Gray)", "Reflector": "ADC12(Chrome)", "Diffuser": "PMMA(Transparent)", "Trim": "ADC12(White)", "Country of Origin": "China", "Brand": "Panasonic"} |  |  | https://panasonic.net/electricworks/lighting/vn/products/pspec.php?id=G00023588 | https://panasonic.net/electricworks/shared_data/spec/img/ch_21100025-MP.jpg |  |  |  | Type of Luminaire: Downlight Set Model No.: NNNC60113WLE88 Type of Luminaire: Downlight Set Model No.: NNNC60113WLE88 Type of Light Source: LED Power Input: 10W System Lumen Output: 830 lm System Efficacy: 83 lm/W Power Voltage: 220-240V Power Factor: 0.9 Lifetime: 50000H(L70) CCT: 3000K CRI: 80 SDCM: Input Frequency: 50/60Hz Dimming: non-Dimmable Dimming Range: UGR: Glare Cut Angle: 30deg. Beam Angle: 36deg. Rotation Angle: 355deg. Tilt Angle: 23deg. IP code: 20 IK code: Ambient Temperature Range: 5 - 35°C Surge Protection: Classification of Luminaries: Class Ⅱ THDi: <20% Effective Projected Area: Driver: Integrated Cut Out Size: 75mm Dimensions: L85mm*H94mm Weight: 0.2 kg Body: ADC(Gray) Reflector: ADC12(Chrome) Diffuser: PMMA(Transparent) Trim: ADC12(White) Caseing: Country of Origin: China Brand: Panasonic Remarks:
10 | 18 | NNNC60133WLE88 ¦ Sản phẩm ¦ Việt Nam ¦ Panasonic Lighting | NNNC60133WLE88 |  | Đèn Down Light | Đèn Down Light không chói điều chỉnh được | Đèn Down Light Ex-A không chói điều chỉnh được | {"type_of_luminaire": "Downlight", "type_of_light_source": "LED", "power_input": "10W", "system_lumen_output": "870 lm", "system_efficacy": "87 lm/W", "power_voltage": "220-240V", "power_factor": "0.9", "lifetime": "50000H(L70)", "cct": "4000K", "cri": "80", "input_frequency": "50/60Hz", "dimming": "non-Dimmable", "glare_cut_angle": "30deg.", "beam_angle": "36deg.", "rotation_angle": "355deg.", "tilt_angle": "23deg.", "ip_code": "20", "ambient_temperature_range": "5 - 35°C", "classification_of_luminaries": "Class Ⅱ", "thdi": "<20%", "driver": "Integrated", "cut_out_size": "75mm", "dimensions": "L85mm*H94mm", "weight": "0.2 kg", "body": "ADC(Gray)", "reflector": "ADC12(Chrome)", "diffuser": "PMMA(Transparent)", "trim": "ADC12(White)", "country_of_origin": "China", "brand": "Panasonic"} |  |  | https://panasonic.net/electricworks/lighting/vn/products/pspec.php?id=G00023589 | https://panasonic.net/electricworks/shared_data/spec/img/ch_21100025-MP.jpg |  |  |  | Type of Luminaire: Downlight Set Model No.: NNNC60133WLE88 Type of Luminaire: Downlight Set Model No.: NNNC60133WLE88 Type of Light Source: LED Power Input: 10W System Lumen Output: 870 lm System Efficacy: 87 lm/W Power Voltage: 220-240V Power Factor: 0.9 Lifetime: 50000H(L70) CCT: 4000K CRI: 80 SDCM: Input Frequency: 50/60Hz Dimming: non-Dimmable Dimming Range: UGR: Glare Cut Angle: 30deg. Beam Angle: 36deg. Rotation Angle: 355deg. Tilt Angle: 23deg. IP code: 20 IK code: Ambient Temperature Range: 5 - 35°C Surge Protection: Classification of Luminaries: Class Ⅱ THDi: <20% Effective Projected Area: Driver: Integrated Cut Out Size: 75mm Dimensions: L85mm*H94mm Weight: 0.2 kg Body: ADC(Gray) Reflector: ADC12(Chrome) Diffuser: PMMA(Transparent) Trim: ADC12(White) Caseing: Country of Origin: China Brand: Panasonic Remarks:
11 | 19 | NNNC7650088 ¦ Sản phẩm ¦ Việt Nam ¦ Panasonic Lighting | NNNC7650088 |  | Đèn Down Light | Đèn Panel | Đèn Down Light Panel EZ-M | {"type_of_luminaire": "Downlight", "type_of_light_source": "LED", "power_input": "6W", "system_lumen_output": "450 lm", "system_efficacy": "75 lm/W", "power_voltage": "220-240V", "power_factor": "0.5", "lifetime": "20000H(L70)", "cct": "3000K", "cri": "80", "sdcm": "<6", "input_frequency": "50/60Hz", "dimming": "non-Dimmable", "beam_angle": "100deg.", "ip_code": "20", "ik_code": "IK 03", "ambient_temperature_range": "5 - 35°C", "surge_protection": "0.5kV", "classification_of_luminaries": "Class Ⅱ", "driver": "External", "cut_out_size": "90mm", "dimensions": "L98mm*H20mm", "weight": "0.13 kg", "body": "ADC(White)", "diffuser": "PS(Frost)", "country_of_origin": "China", "brand": "Panasonic"} |  |  | https://panasonic.net/electricworks/lighting/vn/products/pspec.php?id=G00024378 | https://panasonic.net/electricworks/shared_data/spec/img/ch_21100038-MP.jpg |  |  |  | Type of Luminaire: Downlight Set Model No.: NNNC7650088 Type of Luminaire: Downlight Set Model No.: NNNC7650088 Type of Light Source: LED Power Input: 6W System Lumen Output: 450 lm System Efficacy: 75 lm/W Power Voltage: 220-240V Power Factor: 0.5 Lifetime: 20000H(L70) CCT: 3000K CRI: 80 SDCM: <6 Input Frequency: 50/60Hz Dimming: non-Dimmable Dimming Range: UGR: Glare Cut Angle: Beam Angle: 100deg. Rotation Angle: Tilt Angle: IP code: 20 IK code: IK 03 Ambient Temperature Range: 5 - 35°C Surge Protection: 0.5kV Classification of Luminaries: Class Ⅱ THDi: Effective Projected Area: Driver: External Cut Out Size: 90mm Dimensions: L98mm*H20mm Weight: 0.13 kg Body: ADC(White) Reflector: Diffuser: PS(Frost) Trim: Caseing: Country of Origin: China Brand: Panasonic Remarks:
12 | 20 | NNNC7655088 ¦ Sản phẩm ¦ Việt Nam ¦ Panasonic Lighting | NNNC7655088 |  | Đèn Down Light | Đèn Panel | Đèn Down Light Panel EZ-M | {"type_of_luminaire": "Downlight", "type_of_light_source": "LED", "power_input": "6W", "system_lumen_output": "450 lm", "system_efficacy": "75 lm/W", "power_voltage": "220-240V", "power_factor": "0.5", "lifetime": "20000H(L70)", "cct": "4000K", "cri": "80", "sdcm": "<6", "input_frequency": "50/60Hz", "dimming": "non-Dimmable", "beam_angle": "100deg.", "ip_code": "20", "ik_code": "IK 03", "ambient_temperature_range": "5 - 35°C", "surge_protection": "0.5kV", "classification_of_luminaries": "Class Ⅱ", "driver": "External", "cut_out_size": "90mm", "dimensions": "L98mm*H23mm", "weight": "0.13 kg", "body": "ADC(White)", "diffuser": "PS(Frost)", "country_of_origin": "China", "brand": "Panasonic"} |  |  | https://panasonic.net/electricworks/lighting/vn/products/pspec.php?id=G00024379 | https://panasonic.net/electricworks/shared_data/spec/img/ch_21100038-MP.jpg |  |  |  | Type of Luminaire: Downlight Set Model No.: NNNC7655088 Type of Luminaire: Downlight Set Model No.: NNNC7655088 Type of Light Source: LED Power Input: 6W System Lumen Output: 450 lm System Efficacy: 75 lm/W Power Voltage: 220-240V Power Factor: 0.5 Lifetime: 20000H(L70) CCT: 4000K CRI: 80 SDCM: <6 Input Frequency: 50/60Hz Dimming: non-Dimmable Dimming Range: UGR: Glare Cut Angle: Beam Angle: 100deg. Rotation Angle: Tilt Angle: IP code: 20 IK code: IK 03 Ambient Temperature Range: 5 - 35°C Surge Protection: 0.5kV Classification of Luminaries: Class Ⅱ THDi: Effective Projected Area: Driver: External Cut Out Size: 90mm Dimensions: L98mm*H23mm Weight: 0.13 kg Body: ADC(White) Reflector: Diffuser: PS(Frost) Trim: Caseing: Country of Origin: China Brand: Panasonic Remarks:
13 | 21 | NNNC7651088 ¦ Sản phẩm ¦ Việt Nam ¦ Panasonic Lighting | NNNC7651088 |  | Đèn Down Light | Đèn Panel | Đèn Down Light Panel EZ-M | {"type_of_luminaire": "Downlight", "type_of_light_source": "LED", "power_input": "6W", "system_lumen_output": "450 lm", "system_efficacy": "75 lm/W", "power_voltage": "220-240V", "power_factor": "0.5", "lifetime": "20000H(L70)", "cct": "6500K", "cri": "80", "sdcm": "<6", "input_frequency": "50/60Hz", "dimming": "non-Dimmable", "beam_angle": "100deg.", "ip_code": "20", "ik_code": "IK 03", "ambient_temperature_range": "5 - 35°C", "surge_protection": "0.5kV", "classification_of_luminaries": "Class Ⅱ", "driver": "External", "cut_out_size": "90mm", "dimensions": "L98mm*H20mm", "weight": "0.13 kg", "body": "ADC(White)", "diffuser": "PS(Frost)", "country_of_origin": "China", "brand": "Panasonic"} |  |  | https://panasonic.net/electricworks/lighting/vn/products/pspec.php?id=G00024380 | https://panasonic.net/electricworks/shared_data/spec/img/ch_21100038-MP.jpg |  |  |  | Type of Luminaire: Downlight Set Model No.: NNNC7651088 Type of Luminaire: Downlight Set Model No.: NNNC7651088 Type of Light Source: LED Power Input: 6W System Lumen Output: 450 lm System Efficacy: 75 lm/W Power Voltage: 220-240V Power Factor: 0.5 Lifetime: 20000H(L70) CCT: 6500K CRI: 80 SDCM: <6 Input Frequency: 50/60Hz Dimming: non-Dimmable Dimming Range: UGR: Glare Cut Angle: Beam Angle: 100deg. Rotation Angle: Tilt Angle: IP code: 20 IK code: IK 03 Ambient Temperature Range: 5 - 35°C Surge Protection: 0.5kV Classification of Luminaries: Class Ⅱ THDi: Effective Projected Area: Driver: External Cut Out Size: 90mm Dimensions: L98mm*H20mm Weight: 0.13 kg Body: ADC(White) Reflector: Diffuser: PS(Frost) Trim: Caseing: Country of Origin: China Brand: Panasonic Remarks:
14 | 22 | NNNC7650188 ¦ Sản phẩm ¦ Việt Nam ¦ Panasonic Lighting | NNNC7650188 |  | Đèn Down Light | Đèn Panel | Đèn Down Light Panel EZ-M | {"Type of Luminaire": "Downlight", "Type of Light Source": "LED", "Power Input": "9W", "System Lumen Output": "675 lm", "System Efficacy": "75 lm/W", "Power Voltage": "220-240V", "Power Factor": "0.5", "Lifetime": "20000H(L70)", "CCT": "3000K", "CRI": "80", "SDCM": "<6", "Input Frequency": "50/60Hz", "Dimming": "non-Dimmable", "Beam Angle": "100deg.", "IP code": "20", "IK code": "IK 03", "Ambient Temperature Range": "5 - 35°C", "Surge Protection": "0.5kV", "Classification of Luminaries": "Class Ⅱ", "Driver": "External", "Cut Out Size": "90mm", "Dimensions": "L98mm*H20mm", "Weight": "0.14 kg", "Body": "ADC(White)", "Diffuser": "PS(Frost)", "Country of Origin": "China", "Brand": "Panasonic"} |  |  | https://panasonic.net/electricworks/lighting/vn/products/pspec.php?id=G00024381 | https://panasonic.net/electricworks/shared_data/spec/img/ch_21100038-MP.jpg |  |  |  | Type of Luminaire: Downlight Set Model No.: NNNC7650188 Type of Luminaire: Downlight Set Model No.: NNNC7650188 Type of Light Source: LED Power Input: 9W System Lumen Output: 675 lm System Efficacy: 75 lm/W Power Voltage: 220-240V Power Factor: 0.5 Lifetime: 20000H(L70) CCT: 3000K CRI: 80 SDCM: <6 Input Frequency: 50/60Hz Dimming: non-Dimmable Dimming Range: UGR: Glare Cut Angle: Beam Angle: 100deg. Rotation Angle: Tilt Angle: IP code: 20 IK code: IK 03 Ambient Temperature Range: 5 - 35°C Surge Protection: 0.5kV Classification of Luminaries: Class Ⅱ THDi: Effective Projected Area: Driver: External Cut Out Size: 90mm Dimensions: L98mm*H20mm Weight: 0.14 kg Body: ADC(White) Reflector: Diffuser: PS(Frost) Trim: Caseing: Country of Origin: China Brand: Panasonic Remarks:
15 | 23 | NNNC7655188 ¦ Sản phẩm ¦ Việt Nam ¦ Panasonic Lighting | NNNC7655188 |  | Đèn Down Light | Đèn Panel | Đèn Down Light Panel EZ-M | {"type_of_luminaire": "Downlight", "type_of_light_source": "LED", "power_input": "9W", "system_lumen_output": "675 lm", "system_efficacy": "75 lm/W", "power_voltage": "220-240V", "power_factor": "0.5", "lifetime": "20000H(L70)", "cct": "4000K", "cri": "80", "sdcm": "<6", "input_frequency": "50/60Hz", "dimming": "non-Dimmable", "ip_code": "20", "ik_code": "IK 03", "ambient_temperature_range": "5 - 35°C", "surge_protection": "0.5kV", "classification_of_luminaries": "Class Ⅱ", "driver": "External", "cut_out_size": "90mm", "dimensions": "L98mm*H23mm", "weight": "0.14 kg", "body": "ADC(White)", "diffuser": "PS(Frost)", "country_of_origin": "China", "brand": "Panasonic"} |  |  | https://panasonic.net/electricworks/lighting/vn/products/pspec.php?id=G00024382 | https://panasonic.net/electricworks/shared_data/spec/img/ch_21100038-MP.jpg |  |  |  | Type of Luminaire: Downlight Set Model No.: NNNC7655188 Type of Luminaire: Downlight Set Model No.: NNNC7655188 Type of Light Source: LED Power Input: 9W System Lumen Output: 675 lm System Efficacy: 75 lm/W Power Voltage: 220-240V Power Factor: 0.5 Lifetime: 20000H(L70) CCT: 4000K CRI: 80 SDCM: <6 Input Frequency: 50/60Hz Dimming: non-Dimmable Dimming Range: UGR: Glare Cut Angle: Beam Angle: 100deg. Rotation Angle: Tilt Angle: IP code: 20 IK code: IK 03 Ambient Temperature Range: 5 - 35°C Surge Protection: 0.5kV Classification of Luminaries: Class Ⅱ THDi: Effective Projected Area: Driver: External Cut Out Size: 90mm Dimensions: L98mm*H23mm Weight: 0.14 kg Body: ADC(White) Reflector: Diffuser: PS(Frost) Trim: Caseing: Country of Origin: China Brand: Panasonic Remarks:
16 | 24 | NNNC7651188 ¦ Sản phẩm ¦ Việt Nam ¦ Panasonic Lighting | NNNC7651188 |  | Đèn Down Light | Đèn Panel | Đèn Down Light Panel EZ-M | {"type_of_luminaire": "Downlight", "type_of_light_source": "LED", "power_input": "9W", "system_lumen_output": "675 lm", "system_efficacy": "75 lm/W", "power_voltage": "220-240V", "power_factor": "0.5", "lifetime": "20000H(L70)", "cct": "6500K", "cri": "80", "sdcm": "<6", "input_frequency": "50/60Hz", "dimming": "non-Dimmable", "beam_angle": "100deg.", "ip_code": "20", "ik_code": "IK 03", "ambient_temperature_range": "5 - 35°C", "surge_protection": "0.5kV", "classification_of_luminaries": "Class Ⅱ", "driver": "External", "cut_out_size": "90mm", "dimensions": "L98mm*H20mm", "weight": "0.14 kg", "body": "ADC(White)", "diffuser": "PS(Frost)", "country_of_origin": "China", "brand": "Panasonic"} |  |  | https://panasonic.net/electricworks/lighting/vn/products/pspec.php?id=G00024383 | https://panasonic.net/electricworks/shared_data/spec/img/ch_21100038-MP.jpg |  |  |  | Type of Luminaire: Downlight Set Model No.: NNNC7651188 Type of Luminaire: Downlight Set Model No.: NNNC7651188 Type of Light Source: LED Power Input: 9W System Lumen Output: 675 lm System Efficacy: 75 lm/W Power Voltage: 220-240V Power Factor: 0.5 Lifetime: 20000H(L70) CCT: 6500K CRI: 80 SDCM: <6 Input Frequency: 50/60Hz Dimming: non-Dimmable Dimming Range: UGR: Glare Cut Angle: Beam Angle: 100deg. Rotation Angle: Tilt Angle: IP code: 20 IK code: IK 03 Ambient Temperature Range: 5 - 35°C Surge Protection: 0.5kV Classification of Luminaries: Class Ⅱ THDi: Effective Projected Area: Driver: External Cut Out Size: 90mm Dimensions: L98mm*H20mm Weight: 0.14 kg Body: ADC(White) Reflector: Diffuser: PS(Frost) Trim: Caseing: Country of Origin: China Brand: Panasonic Remarks:
17 | 25 | NNNC7650288 ¦ Sản phẩm ¦ Việt Nam ¦ Panasonic Lighting | NNNC7650288 |  | Đèn Down Light | Đèn Panel | Đèn Down Light Panel EZ-M | {"type_of_luminaire": "Downlight", "type_of_light_source": "LED", "power_input": "12W", "system_lumen_output": "900 lm", "system_efficacy": "75 lm/W", "power_voltage": "220-240V", "power_factor": "0.5", "lifetime": "20000H(L70)", "cct": "3000K", "cri": "80", "sdcm": "<6", "input_frequency": "50/60Hz", "dimming": "non-Dimmable", "beam_angle": "100deg.", "ip_code": "20", "ik_code": "IK 03", "ambient_temperature_range": "5 - 35°C", "surge_protection": "0.5kV", "classification_of_luminaries": "Class Ⅱ", "driver": "External", "cut_out_size": "110mm", "dimensions": "L118mm*H20mm", "weight": "0.15 kg", "body": "ADC(White)", "diffuser": "PS(Frost)", "country_of_origin": "China", "brand": "Panasonic"} |  |  | https://panasonic.net/electricworks/lighting/vn/products/pspec.php?id=G00024384 | https://panasonic.net/electricworks/shared_data/spec/img/ch_21100039-MP.jpg |  |  |  | Type of Luminaire: Downlight Set Model No.: NNNC7650288 Type of Luminaire: Downlight Set Model No.: NNNC7650288 Type of Light Source: LED Power Input: 12W System Lumen Output: 900 lm System Efficacy: 75 lm/W Power Voltage: 220-240V Power Factor: 0.5 Lifetime: 20000H(L70) CCT: 3000K CRI: 80 SDCM: <6 Input Frequency: 50/60Hz Dimming: non-Dimmable Dimming Range: UGR: Glare Cut Angle: Beam Angle: 100deg. Rotation Angle: Tilt Angle: IP code: 20 IK code: IK 03 Ambient Temperature Range: 5 - 35°C Surge Protection: 0.5kV Classification of Luminaries: Class Ⅱ THDi: Effective Projected Area: Driver: External Cut Out Size: 110mm Dimensions: L118mm*H20mm Weight: 0.15 kg Body: ADC(White) Reflector: Diffuser: PS(Frost) Trim: Caseing: Country of Origin: China Brand: Panasonic Remarks:
18 | 26 | NNNC7655288 ¦ Sản phẩm ¦ Việt Nam ¦ Panasonic Lighting | NNNC7655288 |  | Đèn Down Light | Đèn Panel | Đèn Down Light Panel EZ-M | {"type_of_luminaire": "Downlight", "type_of_light_source": "LED", "power_input": "12W", "system_lumen_output": "900 lm", "system_efficacy": "75 lm/W", "power_voltage": "220-240V", "power_factor": "0.5", "lifetime": "20000H(L70)", "cct": "4000K", "cri": "80", "sdcm": "<6", "input_frequency": "50/60Hz", "dimming": "non-Dimmable", "beam_angle": "100deg.", "ip_code": "20", "ik_code": "IK 03", "ambient_temperature_range": "5 - 35°C", "surge_protection": "0.5kV", "classification_of_luminaries": "Class Ⅱ", "driver": "External", "cut_out_size": "110mm", "dimensions": "L118mm*H23mm", "weight": "0.15 kg", "body": "ADC(White)", "diffuser": "PS(Frost)", "country_of_origin": "China", "brand": "Panasonic"} |  |  | https://panasonic.net/electricworks/lighting/vn/products/pspec.php?id=G00024385 | https://panasonic.net/electricworks/shared_data/spec/img/ch_21100039-MP.jpg |  |  |  | Type of Luminaire: Downlight Set Model No.: NNNC7655288 Type of Luminaire: Downlight Set Model No.: NNNC7655288 Type of Light Source: LED Power Input: 12W System Lumen Output: 900 lm System Efficacy: 75 lm/W Power Voltage: 220-240V Power Factor: 0.5 Lifetime: 20000H(L70) CCT: 4000K CRI: 80 SDCM: <6 Input Frequency: 50/60Hz Dimming: non-Dimmable Dimming Range: UGR: Glare Cut Angle: Beam Angle: 100deg. Rotation Angle: Tilt Angle: IP code: 20 IK code: IK 03 Ambient Temperature Range: 5 - 35°C Surge Protection: 0.5kV Classification of Luminaries: Class Ⅱ THDi: Effective Projected Area: Driver: External Cut Out Size: 110mm Dimensions: L118mm*H23mm Weight: 0.15 kg Body: ADC(White) Reflector: Diffuser: PS(Frost) Trim: Caseing: Country of Origin: China Brand: Panasonic Remarks:
19 | 27 | NNNC7651288 ¦ Sản phẩm ¦ Việt Nam ¦ Panasonic Lighting | NNNC7651288 |  | Đèn Down Light | Đèn Panel | Đèn Down Light Panel EZ-M | {"type_of_luminaire": "Downlight", "type_of_light_source": "LED", "power_input": "12W", "system_lumen_output": "900 lm", "system_efficacy": "75 lm/W", "power_voltage": "220-240V", "power_factor": "0.5", "lifetime": "20000H(L70)", "cct": "6500K", "cri": "80", "sdcm": "<6", "input_frequency": "50/60Hz", "dimming": "non-Dimmable", "beam_angle": "100deg.", "ip_code": "20", "ik_code": "IK 03", "ambient_temperature_range": "5 - 35°C", "surge_protection": "0.5kV", "classification_of_luminaries": "Class Ⅱ", "driver": "External", "cut_out_size": "110mm", "dimensions": "L118mm*H20mm", "weight": "0.15 kg", "body": "ADC(White)", "diffuser": "PS(Frost)", "country_of_origin": "China", "brand": "Panasonic"} |  |  | https://panasonic.net/electricworks/lighting/vn/products/pspec.php?id=G00024386 | https://panasonic.net/electricworks/shared_data/spec/img/ch_21100039-MP.jpg |  |  |  | Type of Luminaire: Downlight Set Model No.: NNNC7651288 Type of Luminaire: Downlight Set Model No.: NNNC7651288 Type of Light Source: LED Power Input: 12W System Lumen Output: 900 lm System Efficacy: 75 lm/W Power Voltage: 220-240V Power Factor: 0.5 Lifetime: 20000H(L70) CCT: 6500K CRI: 80 SDCM: <6 Input Frequency: 50/60Hz Dimming: non-Dimmable Dimming Range: UGR: Glare Cut Angle: Beam Angle: 100deg. Rotation Angle: Tilt Angle: IP code: 20 IK code: IK 03 Ambient Temperature Range: 5 - 35°C Surge Protection: 0.5kV Classification of Luminaries: Class Ⅱ THDi: Effective Projected Area: Driver: External Cut Out Size: 110mm Dimensions: L118mm*H20mm Weight: 0.15 kg Body: ADC(White) Reflector: Diffuser: PS(Frost) Trim: Caseing: Country of Origin: China Brand: Panasonic Remarks:
20 | 28 | NNNC7650388 ¦ Sản phẩm ¦ Việt Nam ¦ Panasonic Lighting | NNNC7650388 |  | Đèn Down Light | Đèn Panel | Đèn Down Light Panel EZ-M | {"type_of_luminaire": "Downlight", "type_of_light_source": "LED", "power_input": "15W", "system_lumen_output": "1200 lm", "system_efficacy": "80 lm/W", "power_voltage": "220-240V", "power_factor": "0.5", "lifetime": "20000H(L70)", "cct": "3000K", "cri": "80", "sdcm": "<6", "input_frequency": "50/60Hz", "dimming": "non-Dimmable", "beam_angle": "100deg.", "ip_code": "20", "ik_code": "IK 03", "ambient_temperature_range": "5 - 35°C", "surge_protection": "0.5kV", "classification_of_luminaries": "Class Ⅱ", "driver": "External", "cut_out_size": "150mm", "dimensions": "L158mm*H20mm", "weight": "0.24 kg", "body": "ADC(White)", "diffuser": "PS(Frost)", "country_of_origin": "China", "brand": "Panasonic"} |  |  | https://panasonic.net/electricworks/lighting/vn/products/pspec.php?id=G00024387 | https://panasonic.net/electricworks/shared_data/spec/img/ch_21100040-MP.jpg |  |  |  | Type of Luminaire: Downlight Set Model No.: NNNC7650388 Type of Luminaire: Downlight Set Model No.: NNNC7650388 Type of Light Source: LED Power Input: 15W System Lumen Output: 1200 lm System Efficacy: 80 lm/W Power Voltage: 220-240V Power Factor: 0.5 Lifetime: 20000H(L70) CCT: 3000K CRI: 80 SDCM: <6 Input Frequency: 50/60Hz Dimming: non-Dimmable Dimming Range: UGR: Glare Cut Angle: Beam Angle: 100deg. Rotation Angle: Tilt Angle: IP code: 20 IK code: IK 03 Ambient Temperature Range: 5 - 35°C Surge Protection: 0.5kV Classification of Luminaries: Class Ⅱ THDi: Effective Projected Area: Driver: External Cut Out Size: 150mm Dimensions: L158mm*H20mm Weight: 0.24 kg Body: ADC(White) Reflector: Diffuser: PS(Frost) Trim: Caseing: Country of Origin: China Brand: Panasonic Remarks:
21 | 84 | NNV71401WE1A ¦ Sản phẩm ¦ Việt Nam ¦ Panasonic Lighting | NNV71401WE1A |  | Đèn Down Light | Đèn Down Light tiêu chuẩn công suất nhỏ (Pro) | Ex-F | {"type_of_luminaire": "Downlight", "type_of_light_source": "LED", "power_input": "17W", "system_lumen_output": "1940 lm", "system_efficacy": "114 lm/W", "power_voltage": "220V", "power_factor": "0.95", "lifetime": "50000H(L70)", "cct": "3000K", "cri": "85", "sdcm": "<5", "input_frequency": "50/60Hz", "dimming": "non-Dimmable", "beam_angle": "60deg.", "ip_code": "20", "ambient_temperature_range": "5 - 35°C", "surge_protection": "1kV", "classification_of_luminaries": "Class Ⅱ", "thdi": "<20%", "driver": "External", "cut_out_size": "125mm", "dimensions": "L155mm*H135mm", "weight": "1.8 kg", "body": "ADC(White)", "diffuser": "PMMA(Transparent)", "trim": "ADC(White)", "country_of_origin": "China", "brand": "Panasonic"} |  |  | https://panasonic.net/electricworks/lighting/vn/products/pspec.php?id=G00025326 | https://panasonic.net/electricworks/shared_data/spec/img/ch_21100055-MP.jpg |  |  |  | Type of Luminaire: Downlight Set Model No.: NNV71401WE1A Type of Luminaire: Downlight Set Model No.: NNV71401WE1A Type of Light Source: LED Power Input: 17W System Lumen Output: 1940 lm System Efficacy: 114 lm/W Power Voltage: 220V Power Factor: 0.95 Lifetime: 50000H(L70) CCT: 3000K CRI: 85 SDCM: <5 Input Frequency: 50/60Hz Dimming: non-Dimmable Dimming Range: UGR: Glare Cut Angle: Beam Angle: 60deg. Rotation Angle: Tilt Angle: IP code: 20 IK code: Ambient Temperature Range: 5 - 35°C Surge Protection: 1kV Classification of Luminaries: Class Ⅱ THDi: <20% Effective Projected Area: Driver: External Cut Out Size: 125mm Dimensions: L155mm*H135mm Weight: 1.8 kg Body: ADC(White) Reflector: Diffuser: PMMA(Transparent) Trim: ADC(White) Caseing: Country of Origin: China Brand: Panasonic Remarks:
22 | 85 | NNV71402WE1A ¦ Sản phẩm ¦ Việt Nam ¦ Panasonic Lighting | NNV71402WE1A |  | Đèn Down Light | Đèn Down Light tiêu chuẩn công suất nhỏ (Pro) | Ex-F | {"type_of_luminaire": "Downlight", "type_of_light_source": "LED", "power_input": "17W", "system_lumen_output": "1780 lm", "system_efficacy": "105 lm/W", "power_voltage": "220V", "power_factor": "0.95", "lifetime": "50000H(L70)", "cct": "3000K", "cri": "85", "sdcm": "<5", "input_frequency": "50/60Hz", "dimming": "non-Dimmable", "beam_angle": "100deg.", "ip_code": "20", "ambient_temperature_range": "5 - 35°C", "surge_protection": "1kV", "classification_of_luminaries": "Class Ⅱ", "thdi": "<20%", "driver": "External", "cut_out_size": "125mm", "dimensions": "L155mm*H135mm", "weight": "1.8 kg", "body": "ADC(White)", "diffuser": "PMMA(Transparent)", "trim": "ADC(White)", "country_of_origin": "China", "brand": "Panasonic"} |  |  | https://panasonic.net/electricworks/lighting/vn/products/pspec.php?id=G00025327 | https://panasonic.net/electricworks/shared_data/spec/img/ch_21100055-MP.jpg |  |  |  | Type of Luminaire: Downlight Set Model No.: NNV71402WE1A Type of Luminaire: Downlight Set Model No.: NNV71402WE1A Type of Light Source: LED Power Input: 17W System Lumen Output: 1780 lm System Efficacy: 105 lm/W Power Voltage: 220V Power Factor: 0.95 Lifetime: 50000H(L70) CCT: 3000K CRI: 85 SDCM: <5 Input Frequency: 50/60Hz Dimming: non-Dimmable Dimming Range: UGR: Glare Cut Angle: Beam Angle: 100deg. Rotation Angle: Tilt Angle: IP code: 20 IK code: Ambient Temperature Range: 5 - 35°C Surge Protection: 1kV Classification of Luminaries: Class Ⅱ THDi: <20% Effective Projected Area: Driver: External Cut Out Size: 125mm Dimensions: L155mm*H135mm Weight: 1.8 kg Body: ADC(White) Reflector: Diffuser: PMMA(Transparent) Trim: ADC(White) Caseing: Country of Origin: China Brand: Panasonic Remarks:
23 | 86 | NNV71403WE1A ¦ Sản phẩm ¦ Việt Nam ¦ Panasonic Lighting | NNV71403WE1A |  | Đèn Down Light | Đèn Down Light tiêu chuẩn công suất nhỏ (Pro) | Ex-F | {"type_of_luminaire": "Downlight", "type_of_light_source": "LED", "power_input": "24W", "system_lumen_output": "2575 lm", "system_efficacy": "107 lm/W", "power_voltage": "220V", "power_factor": "0.95", "lifetime": "50000H(L70)", "cct": "3000K", "cri": "85", "sdcm": "<5", "input_frequency": "50/60Hz", "dimming": "non-Dimmable", "ip_code": "20", "ambient_temperature_range": "5 - 35°C", "surge_protection": "1kV", "classification_of_luminaries": "Class Ⅱ", "thdi": "<20%", "driver": "External", "cut_out_size": "125mm", "dimensions": "L155mm*H135mm", "weight": "1.8 kg", "body": "ADC(White)", "diffuser": "PMMA(Transparent)", "trim": "ADC(White)", "country_of_origin": "China", "brand": "Panasonic"} |  |  | https://panasonic.net/electricworks/lighting/vn/products/pspec.php?id=G00025328 | https://panasonic.net/electricworks/shared_data/spec/img/ch_21100055-MP.jpg |  |  |  | Type of Luminaire: Downlight Set Model No.: NNV71403WE1A Type of Luminaire: Downlight Set Model No.: NNV71403WE1A Type of Light Source: LED Power Input: 24W System Lumen Output: 2575 lm System Efficacy: 107 lm/W Power Voltage: 220V Power Factor: 0.95 Lifetime: 50000H(L70) CCT: 3000K CRI: 85 SDCM: <5 Input Frequency: 50/60Hz Dimming: non-Dimmable Dimming Range: UGR: Glare Cut Angle: Beam Angle: 60deg. Rotation Angle: Tilt Angle: IP code: 20 IK code: Ambient Temperature Range: 5 - 35°C Surge Protection: 1kV Classification of Luminaries: Class Ⅱ THDi: <20% Effective Projected Area: Driver: External Cut Out Size: 125mm Dimensions: L155mm*H135mm Weight: 1.8 kg Body: ADC(White) Reflector: Diffuser: PMMA(Transparent) Trim: ADC(White) Caseing: Country of Origin: China Brand: Panasonic Remarks:
24 | 87 | NNV71404WE1A ¦ Sản phẩm ¦ Việt Nam ¦ Panasonic Lighting |  |  | Đèn Down Light | Đèn Down Light tiêu chuẩn công suất nhỏ (Pro) | Ex-F |  |  |  | https://panasonic.net/electricworks/lighting/vn/products/pspec.php?id=G00025329 | https://panasonic.net/electricworks/shared_data/spec/img/ch_21100055-MP.jpg |  |  |  | Type of Luminaire: Downlight Set Model No.: NNV71404WE1A Type of Luminaire: Downlight Set Model No.: NNV71404WE1A Type of Light Source: LED Power Input: 24W System Lumen Output: 2365 lm System Efficacy: 99 lm/W Power Voltage: 220V Power Factor: 0.95 Lifetime: 50000H(L70) CCT: 3000K CRI: 85 SDCM: <5 Input Frequency: 50/60Hz Dimming: non-Dimmable Dimming Range: UGR: Glare Cut Angle: Beam Angle: 100deg. Rotation Angle: Tilt Angle: IP code: 20 IK code: Ambient Temperature Range: 5 - 35°C Surge Protection: 1kV Classification of Luminaries: Class Ⅱ THDi: <20% Effective Projected Area: Driver: External Cut Out Size: 125mm Dimensions: L155mm*H135mm Weight: 1.8 kg Body: ADC(White) Reflector: Diffuser: PMMA(Transparent) Trim: ADC(White) Caseing: Country of Origin: China Brand: Panasonic Remarks:
25 | 88 | NNV71405WE1A ¦ Sản phẩm ¦ Việt Nam ¦ Panasonic Lighting | NNV71405WE1A |  | Đèn Down Light | Đèn Down Light tiêu chuẩn công suất nhỏ (Pro) | Ex-F | {"type_of_luminaire": "Downlight", "type_of_light_source": "LED", "power_input": "34W", "system_lumen_output": "3375 lm", "system_efficacy": "99 lm/W", "power_voltage": "220V", "power_factor": "0.95", "lifetime": "50000H(L70)", "cct": "3000K", "cri": "85", "sdcm": "<5", "input_frequency": "50/60Hz", "dimming": "non-Dimmable", "beam_angle": "60deg.", "ip_code": "20", "ambient_temperature_range": "5 - 35°C", "surge_protection": "1kV", "classification_of_luminaries": "Class Ⅱ", "thdi": "<20%", "driver": "External", "cut_out_size": "125mm", "dimensions": "L155mm*H170mm", "weight": "2.2 kg", "body": "ADC(White)", "diffuser": "PMMA(Transparent)", "trim": "ADC(White)", "country_of_origin": "China", "brand": "Panasonic"} |  |  | https://panasonic.net/electricworks/lighting/vn/products/pspec.php?id=G00025330 | https://panasonic.net/electricworks/shared_data/spec/img/ch_21100056-MP.jpg |  |  |  | Type of Luminaire: Downlight Set Model No.: NNV71405WE1A Type of Luminaire: Downlight Set Model No.: NNV71405WE1A Type of Light Source: LED Power Input: 34W System Lumen Output: 3375 lm System Efficacy: 99 lm/W Power Voltage: 220V Power Factor: 0.95 Lifetime: 50000H(L70) CCT: 3000K CRI: 85 SDCM: <5 Input Frequency: 50/60Hz Dimming: non-Dimmable Dimming Range: UGR: Glare Cut Angle: Beam Angle: 60deg. Rotation Angle: Tilt Angle: IP code: 20 IK code: Ambient Temperature Range: 5 - 35°C Surge Protection: 1kV Classification of Luminaries: Class Ⅱ THDi: <20% Effective Projected Area: Driver: External Cut Out Size: 125mm Dimensions: L155mm*H170mm Weight: 2.2 kg Body: ADC(White) Reflector: Diffuser: PMMA(Transparent) Trim: ADC(White) Caseing: Country of Origin: China Brand: Panasonic Remarks:
26 | 89 | NNV71406WE1A ¦ Sản phẩm ¦ Việt Nam ¦ Panasonic Lighting | NNV71406WE1A |  | Đèn Down Light | Đèn Down Light tiêu chuẩn công suất nhỏ (Pro) | Ex-F | {"type_of_luminaire": "Downlight", "type_of_light_source": "LED", "power_input": "34W", "system_lumen_output": "3045 lm", "system_efficacy": "90 lm/W", "power_voltage": "220V", "power_factor": "0.95", "lifetime": "50000H(L70)", "cct": "3000K", "cri": "85", "sdcm": "<5", "input_frequency": "50/60Hz", "dimming": "non-Dimmable", "beam_angle": "100deg.", "ip_code": "20", "ambient_temperature_range": "5 - 35°C", "surge_protection": "1kV", "classification_of_luminaries": "Class Ⅱ", "thdi": "<20%", "driver": "External", "cut_out_size": "125mm", "dimensions": "L155mm*H170mm", "weight": "2.2 kg", "body": "ADC(White)", "diffuser": "PMMA(Transparent)", "trim": "ADC(White)", "country_of_origin": "China", "brand": "Panasonic"} |  |  | https://panasonic.net/electricworks/lighting/vn/products/pspec.php?id=G00025331 | https://panasonic.net/electricworks/shared_data/spec/img/ch_21100056-MP.jpg |  |  |  | Type of Luminaire: Downlight Set Model No.: NNV71406WE1A Type of Luminaire: Downlight Set Model No.: NNV71406WE1A Type of Light Source: LED Power Input: 34W System Lumen Output: 3045 lm System Efficacy: 90 lm/W Power Voltage: 220V Power Factor: 0.95 Lifetime: 50000H(L70) CCT: 3000K CRI: 85 SDCM: <5 Input Frequency: 50/60Hz Dimming: non-Dimmable Dimming Range: UGR: Glare Cut Angle: Beam Angle: 100deg. Rotation Angle: Tilt Angle: IP code: 20 IK code: Ambient Temperature Range: 5 - 35°C Surge Protection: 1kV Classification of Luminaries: Class Ⅱ THDi: <20% Effective Projected Area: Driver: External Cut Out Size: 125mm Dimensions: L155mm*H170mm Weight: 2.2 kg Body: ADC(White) Reflector: Diffuser: PMMA(Transparent) Trim: ADC(White) Caseing: Country of Origin: China Brand: Panasonic Remarks:
27 | 90 | NNV71407WE1A ¦ Sản phẩm ¦ Việt Nam ¦ Panasonic Lighting | NNV71407WE1A |  | Đèn Down Light | Đèn Down Light tiêu chuẩn công suất nhỏ (Pro) | Ex-F | {"type_of_luminaire": "Downlight", "type_of_light_source": "LED", "power_input": "42W", "system_lumen_output": "4075 lm", "system_efficacy": "97 lm/W", "power_voltage": "220V", "power_factor": "0.95", "lifetime": "50000H(L70)", "cct": "3000K", "cri": "85", "sdcm": "<5", "input_frequency": "50/60Hz", "dimming": "non-Dimmable", "beam_angle": "60deg.", "ip_code": "20", "ambient_temperature_range": "5 - 35°C", "surge_protection": "1kV", "classification_of_luminaries": "Class Ⅱ", "thdi": "<20%", "driver": "External", "cut_out_size": "125mm", "dimensions": "L155mm*H170mm", "weight": "2.2 kg", "body": "ADC(White)", "diffuser": "PMMA(Transparent)", "trim": "ADC(White)", "country_of_origin": "China", "brand": "Panasonic"} |  |  | https://panasonic.net/electricworks/lighting/vn/products/pspec.php?id=G00025332 | https://panasonic.net/electricworks/shared_data/spec/img/ch_21100056-MP.jpg |  |  |  | Type of Luminaire: Downlight Set Model No.: NNV71407WE1A Type of Luminaire: Downlight Set Model No.: NNV71407WE1A Type of Light Source: LED Power Input: 42W System Lumen Output: 4075 lm System Efficacy: 97 lm/W Power Voltage: 220V Power Factor: 0.95 Lifetime: 50000H(L70) CCT: 3000K CRI: 85 SDCM: <5 Input Frequency: 50/60Hz Dimming: non-Dimmable Dimming Range: UGR: Glare Cut Angle: Beam Angle: 60deg. Rotation Angle: Tilt Angle: IP code: 20 IK code: Ambient Temperature Range: 5 - 35°C Surge Protection: 1kV Classification of Luminaries: Class Ⅱ THDi: <20% Effective Projected Area: Driver: External Cut Out Size: 125mm Dimensions: L155mm*H170mm Weight: 2.2 kg Body: ADC(White) Reflector: Diffuser: PMMA(Transparent) Trim: ADC(White) Caseing: Country of Origin: China Brand: Panasonic Remarks:
28 | 91 | NNV71408WE1A ¦ Sản phẩm ¦ Việt Nam ¦ Panasonic Lighting | NNV71408WE1A |  | Đèn Down Light | Đèn Down Light tiêu chuẩn công suất nhỏ (Pro) | Ex-F | {"type_of_luminaire": "Downlight", "type_of_light_source": "LED", "power_input": "42W", "system_lumen_output": "3925 lm", "system_efficacy": "93 lm/W", "power_voltage": "220V", "power_factor": "0.95", "lifetime": "50000H(L70)", "cct": "3000K", "cri": "85", "sdcm": "<5", "input_frequency": "50/60Hz", "dimming": "non-Dimmable", "ip_code": "20", "ambient_temperature_range": "5 - 35°C", "surge_protection": "1kV", "classification_of_luminaries": "Class Ⅱ", "thdi": "<20%", "driver": "External", "cut_out_size": "125mm", "dimensions": "L155mm*H170mm", "weight": "2.2 kg", "body": "ADC(White)", "diffuser": "PMMA(Transparent)", "trim": "ADC(White)", "country_of_origin": "China", "brand": "Panasonic"} |  |  | https://panasonic.net/electricworks/lighting/vn/products/pspec.php?id=G00025333 | https://panasonic.net/electricworks/shared_data/spec/img/ch_21100056-MP.jpg |  |  |  | Type of Luminaire: Downlight Set Model No.: NNV71408WE1A Type of Luminaire: Downlight Set Model No.: NNV71408WE1A Type of Light Source: LED Power Input: 42W System Lumen Output: 3925 lm System Efficacy: 93 lm/W Power Voltage: 220V Power Factor: 0.95 Lifetime: 50000H(L70) CCT: 3000K CRI: 85 SDCM: <5 Input Frequency: 50/60Hz Dimming: non-Dimmable Dimming Range: UGR: Glare Cut Angle: Beam Angle: 100deg. Rotation Angle: Tilt Angle: IP code: 20 IK code: Ambient Temperature Range: 5 - 35°C Surge Protection: 1kV Classification of Luminaries: Class Ⅱ THDi: <20% Effective Projected Area: Driver: External Cut Out Size: 125mm Dimensions: L155mm*H170mm Weight: 2.2 kg Body: ADC(White) Reflector: Diffuser: PMMA(Transparent) Trim: ADC(White) Caseing: Country of Origin: China Brand: Panasonic Remarks:
29 | 92 | NNV71411WE1A ¦ Sản phẩm ¦ Việt Nam ¦ Panasonic Lighting | NNV71411WE1A |  | Đèn Down Light | Đèn Down Light không chói | Ex-F | {"type_of_luminaire": "Downlight", "type_of_light_source": "LED", "power_input": "17W", "system_lumen_output": "1900 lm", "system_efficacy": "112 lm/W", "power_voltage": "220V", "power_factor": "0.95", "lifetime": "50000H(L70)", "cct": "3000K", "cri": "85", "sdcm": "<5", "input_frequency": "50/60Hz", "dimming": "non-Dimmable", "beam_angle": "36deg.", "ip_code": "20", "ambient_temperature_range": "5 - 35°C", "surge_protection": "1kV", "classification_of_luminaries": "Class Ⅱ", "thdi": "<20%", "driver": "External", "cut_out_size": "125mm", "dimensions": "L155mm*H165mm", "weight": "1.8 kg", "body": "ADC(White)", "reflector": "Aluminum", "diffuser": "PMMA(Transparent)", "trim": "ADC(White)", "country_of_origin": "China", "brand": "Panasonic"} |  |  | https://panasonic.net/electricworks/lighting/vn/products/pspec.php?id=G00025334 | https://panasonic.net/electricworks/shared_data/spec/img/ch_21100057-MP.jpg |  |  |  | Type of Luminaire: Downlight Set Model No.: NNV71411WE1A Type of Luminaire: Downlight Set Model No.: NNV71411WE1A Type of Light Source: LED Power Input: 17W System Lumen Output: 1900 lm System Efficacy: 112 lm/W Power Voltage: 220V Power Factor: 0.95 Lifetime: 50000H(L70) CCT: 3000K CRI: 85 SDCM: <5 Input Frequency: 50/60Hz Dimming: non-Dimmable Dimming Range: UGR: Glare Cut Angle: Beam Angle: 36deg. Rotation Angle: Tilt Angle: IP code: 20 IK code: Ambient Temperature Range: 5 - 35°C Surge Protection: 1kV Classification of Luminaries: Class Ⅱ THDi: <20% Effective Projected Area: Driver: External Cut Out Size: 125mm Dimensions: L155mm*H165mm Weight: 1.8 kg Body: ADC(White) Reflector: Aluminum Diffuser: PMMA(Transparent) Trim: ADC(White) Caseing: Country of Origin: China Brand: Panasonic Remarks:
30 | 93 | NNV71412WE1A ¦ Sản phẩm ¦ Việt Nam ¦ Panasonic Lighting | NNV71412WE1A |  | Đèn Down Light | Đèn Down Light không chói | Ex-F | {"type_of_luminaire": "Downlight", "type_of_light_source": "LED", "power_input": "17W", "system_lumen_output": "1900 lm", "system_efficacy": "112 lm/W", "power_voltage": "220V", "power_factor": "0.95", "lifetime": "50000H(L70)", "cct": "3000K", "cri": "85", "sdcm": "<5", "input_frequency": "50/60Hz", "dimming": "non-Dimmable", "beam_angle": "60deg.", "ip_code": "20", "ambient_temperature_range": "5 - 35°C", "surge_protection": "1kV", "classification_of_luminaries": "Class Ⅱ", "thdi": "<20%", "driver": "External", "cut_out_size": "125mm", "dimensions": "L155mm*H165mm", "weight": "1.8 kg", "body": "ADC(White)", "reflector": "Aluminum", "diffuser": "PMMA(Transparent)", "trim": "ADC(White)", "country_of_origin": "China", "brand": "Panasonic"} |  |  | https://panasonic.net/electricworks/lighting/vn/products/pspec.php?id=G00025335 | https://panasonic.net/electricworks/shared_data/spec/img/ch_21100057-MP.jpg |  |  |  | Type of Luminaire: Downlight Set Model No.: NNV71412WE1A Type of Luminaire: Downlight Set Model No.: NNV71412WE1A Type of Light Source: LED Power Input: 17W System Lumen Output: 1900 lm System Efficacy: 112 lm/W Power Voltage: 220V Power Factor: 0.95 Lifetime: 50000H(L70) CCT: 3000K CRI: 85 SDCM: <5 Input Frequency: 50/60Hz Dimming: non-Dimmable Dimming Range: UGR: Glare Cut Angle: Beam Angle: 60deg. Rotation Angle: Tilt Angle: IP code: 20 IK code: Ambient Temperature Range: 5 - 35°C Surge Protection: 1kV Classification of Luminaries: Class Ⅱ THDi: <20% Effective Projected Area: Driver: External Cut Out Size: 125mm Dimensions: L155mm*H165mm Weight: 1.8 kg Body: ADC(White) Reflector: Aluminum Diffuser: PMMA(Transparent) Trim: ADC(White) Caseing: Country of Origin: China Brand: Panasonic Remarks:
31 | 94 | NNV71413WE1A ¦ Sản phẩm ¦ Việt Nam ¦ Panasonic Lighting |  |  | Đèn Down Light | Đèn Down Light không chói | Ex-F |  |  |  | https://panasonic.net/electricworks/lighting/vn/products/pspec.php?id=G00025336 | https://panasonic.net/electricworks/shared_data/spec/img/ch_21100057-MP.jpg |  |  |  | Type of Luminaire: Downlight Set Model No.: NNV71413WE1A Type of Luminaire: Downlight Set Model No.: NNV71413WE1A Type of Light Source: LED Power Input: 24W System Lumen Output: 2545 lm System Efficacy: 106 lm/W Power Voltage: 220V Power Factor: 0.95 Lifetime: 50000H(L70) CCT: 3000K CRI: 85 SDCM: <5 Input Frequency: 50/60Hz Dimming: non-Dimmable Dimming Range: UGR: Glare Cut Angle: Beam Angle: 36deg. Rotation Angle: Tilt Angle: IP code: 20 IK code: Ambient Temperature Range: 5 - 35°C Surge Protection: 1kV Classification of Luminaries: Class Ⅱ THDi: <20% Effective Projected Area: Driver: External Cut Out Size: 125mm Dimensions: L155mm*H165mm Weight: 1.8 kg Body: ADC(White) Reflector: Aluminum Diffuser: PMMA(Transparent) Trim: ADC(White) Caseing: Country of Origin: China Brand: Panasonic Remarks:
32 | 95 | NNV71414WE1A ¦ Sản phẩm ¦ Việt Nam ¦ Panasonic Lighting | NNV71414WE1A |  | Đèn Down Light | Đèn Down Light không chói | Ex-F | {"type_of_luminaire": "Downlight", "type_of_light_source": "LED", "power_input": "24W", "system_lumen_output": "2545 lm", "system_efficacy": "106 lm/W", "power_voltage": "220V", "power_factor": "0.95", "lifetime": "50000H(L70)", "cct": "3000K", "cri": "85", "sdcm": "<5", "input_frequency": "50/60Hz", "dimming": "non-Dimmable", "beam_angle": "60deg.", "ip_code": "20", "ambient_temperature_range": "5 - 35°C", "surge_protection": "1kV", "classification_of_luminaries": "Class Ⅱ", "thdi": "<20%", "driver": "External", "cut_out_size": "125mm", "dimensions": "L155mm*H165mm", "weight": "1.8 kg", "body": "ADC(White)", "reflector": "Aluminum", "diffuser": "PMMA(Transparent)", "trim": "ADC(White)", "country_of_origin": "China", "brand": "Panasonic"} |  |  | https://panasonic.net/electricworks/lighting/vn/products/pspec.php?id=G00025337 | https://panasonic.net/electricworks/shared_data/spec/img/ch_21100057-MP.jpg |  |  |  | Type of Luminaire: Downlight Set Model No.: NNV71414WE1A Type of Luminaire: Downlight Set Model No.: NNV71414WE1A Type of Light Source: LED Power Input: 24W System Lumen Output: 2545 lm System Efficacy: 106 lm/W Power Voltage: 220V Power Factor: 0.95 Lifetime: 50000H(L70) CCT: 3000K CRI: 85 SDCM: <5 Input Frequency: 50/60Hz Dimming: non-Dimmable Dimming Range: UGR: Glare Cut Angle: Beam Angle: 60deg. Rotation Angle: Tilt Angle: IP code: 20 IK code: Ambient Temperature Range: 5 - 35°C Surge Protection: 1kV Classification of Luminaries: Class Ⅱ THDi: <20% Effective Projected Area: Driver: External Cut Out Size: 125mm Dimensions: L155mm*H165mm Weight: 1.8 kg Body: ADC(White) Reflector: Aluminum Diffuser: PMMA(Transparent) Trim: ADC(White) Caseing: Country of Origin: China Brand: Panasonic Remarks:
33 | 96 | NNV71415WE1A ¦ Sản phẩm ¦ Việt Nam ¦ Panasonic Lighting | NNV71415WE1A |  | Đèn Down Light | Đèn Down Light không chói | Ex-F | {"type_of_luminaire": "Downlight", "type_of_light_source": "LED", "power_input": "34W", "system_lumen_output": "3285 lm", "system_efficacy": "97 lm/W", "power_voltage": "220V", "power_factor": "0.95", "lifetime": "50000H(L70)", "cct": "3000K", "cri": "85", "sdcm": "<5", "input_frequency": "50/60Hz", "dimming": "non-Dimmable", "beam_angle": "36deg.", "ip_code": "20", "ambient_temperature_range": "5 - 35°C", "surge_protection": "1kV", "classification_of_luminaries": "Class Ⅱ", "thdi": "<20%", "driver": "External", "cut_out_size": "125mm", "dimensions": "L155mm*H200mm", "weight": "2.2 kg", "body": "ADC(White)", "reflector": "Aluminum", "diffuser": "PMMA(Transparent)", "trim": "ADC(White)", "country_of_origin": "China", "brand": "Panasonic"} |  |  | https://panasonic.net/electricworks/lighting/vn/products/pspec.php?id=G00025338 | https://panasonic.net/electricworks/shared_data/spec/img/ch_21100058-MP.jpg |  |  |  | Type of Luminaire: Downlight Set Model No.: NNV71415WE1A Type of Luminaire: Downlight Set Model No.: NNV71415WE1A Type of Light Source: LED Power Input: 34W System Lumen Output: 3285 lm System Efficacy: 97 lm/W Power Voltage: 220V Power Factor: 0.95 Lifetime: 50000H(L70) CCT: 3000K CRI: 85 SDCM: <5 Input Frequency: 50/60Hz Dimming: non-Dimmable Dimming Range: UGR: Glare Cut Angle: Beam Angle: 36deg. Rotation Angle: Tilt Angle: IP code: 20 IK code: Ambient Temperature Range: 5 - 35°C Surge Protection: 1kV Classification of Luminaries: Class Ⅱ THDi: <20% Effective Projected Area: Driver: External Cut Out Size: 125mm Dimensions: L155mm*H200mm Weight: 2.2 kg Body: ADC(White) Reflector: Aluminum Diffuser: PMMA(Transparent) Trim: ADC(White) Caseing: Country of Origin: China Brand: Panasonic Remarks:
34 | 97 | NNV71416WE1A ¦ Sản phẩm ¦ Việt Nam ¦ Panasonic Lighting | NNV71416WE1A |  | Đèn Down Light | Đèn Down Light không chói | Ex-F | {"type_of_luminaire": "Downlight", "type_of_light_source": "LED", "power_input": "34W", "system_lumen_output": "3285 lm", "system_efficacy": "97 lm/W", "power_voltage": "220V", "power_factor": "0.95", "lifetime": "50000H(L70)", "cct": "3000K", "cri": "85", "sdcm": "<5", "input_frequency": "50/60Hz", "dimming": "non-Dimmable", "beam_angle": "60deg.", "ip_code": "20", "ambient_temperature_range": "5 - 35°C", "surge_protection": "1kV", "classification_of_luminaries": "Class Ⅱ", "thdi": "<20%", "driver": "External", "cut_out_size": "125mm", "dimensions": "L155mm*H200mm", "weight": "2.2 kg", "body": "ADC(White)", "reflector": "Aluminum", "diffuser": "PMMA(Transparent)", "trim": "ADC(White)", "country_of_origin": "China", "brand": "Panasonic"} |  |  | https://panasonic.net/electricworks/lighting/vn/products/pspec.php?id=G00025339 | https://panasonic.net/electricworks/shared_data/spec/img/ch_21100058-MP.jpg |  |  |  | Type of Luminaire: Downlight Set Model No.: NNV71416WE1A Type of Luminaire: Downlight Set Model No.: NNV71416WE1A Type of Light Source: LED Power Input: 34W System Lumen Output: 3285 lm System Efficacy: 97 lm/W Power Voltage: 220V Power Factor: 0.95 Lifetime: 50000H(L70) CCT: 3000K CRI: 85 SDCM: <5 Input Frequency: 50/60Hz Dimming: non-Dimmable Dimming Range: UGR: Glare Cut Angle: Beam Angle: 60deg. Rotation Angle: Tilt Angle: IP code: 20 IK code: Ambient Temperature Range: 5 - 35°C Surge Protection: 1kV Classification of Luminaries: Class Ⅱ THDi: <20% Effective Projected Area: Driver: External Cut Out Size: 125mm Dimensions: L155mm*H200mm Weight: 2.2 kg Body: ADC(White) Reflector: Aluminum Diffuser: PMMA(Transparent) Trim: ADC(White) Caseing: Country of Origin: China Brand: Panasonic Remarks:
35 | 98 | NNV71417WE1A ¦ Sản phẩm ¦ Việt Nam ¦ Panasonic Lighting | NNV71417WE1A |  | Đèn Down Light | Đèn Down Light không chói | Ex-F | {"type_of_luminaire": "Downlight", "type_of_light_source": "LED", "power_input": "42W", "system_lumen_output": "3920 lm", "system_efficacy": "93 lm/W", "power_voltage": "220V", "power_factor": "0.95", "lifetime": "50000H(L70)", "cct": "3000K", "cri": "85", "sdcm": "<5", "input_frequency": "50/60Hz", "dimming": "non-Dimmable", "beam_angle": "36deg.", "ip_code": "20", "ambient_temperature_range": "5 - 35°C", "surge_protection": "1kV", "classification_of_luminaries": "Class Ⅱ", "thdi": "<20%", "driver": "External", "cut_out_size": "125mm", "dimensions": "L155mm*H200mm", "weight": "2.2 kg", "body": "ADC(White)", "reflector": "Aluminum", "diffuser": "PMMA(Transparent)", "trim": "ADC(White)", "country_of_origin": "China", "brand": "Panasonic"} |  |  | https://panasonic.net/electricworks/lighting/vn/products/pspec.php?id=G00025340 | https://panasonic.net/electricworks/shared_data/spec/img/ch_21100058-MP.jpg |  |  |  | Type of Luminaire: Downlight Set Model No.: NNV71417WE1A Type of Luminaire: Downlight Set Model No.: NNV71417WE1A Type of Light Source: LED Power Input: 42W System Lumen Output: 3920 lm System Efficacy: 93 lm/W Power Voltage: 220V Power Factor: 0.95 Lifetime: 50000H(L70) CCT: 3000K CRI: 85 SDCM: <5 Input Frequency: 50/60Hz Dimming: non-Dimmable Dimming Range: UGR: Glare Cut Angle: Beam Angle: 36deg. Rotation Angle: Tilt Angle: IP code: 20 IK code: Ambient Temperature Range: 5 - 35°C Surge Protection: 1kV Classification of Luminaries: Class Ⅱ THDi: <20% Effective Projected Area: Driver: External Cut Out Size: 125mm Dimensions: L155mm*H200mm Weight: 2.2 kg Body: ADC(White) Reflector: Aluminum Diffuser: PMMA(Transparent) Trim: ADC(White) Caseing: Country of Origin: China Brand: Panasonic Remarks:
36 | 99 | NNV71418WE1A ¦ Sản phẩm ¦ Việt Nam ¦ Panasonic Lighting | NNV71418WE1A |  | Đèn Down Light | Đèn Down Light không chói | Ex-F | {"type_of_luminaire": "Downlight", "type_of_light_source": "LED", "power_input": "42W", "system_lumen_output": "3920 lm", "system_efficacy": "93 lm/W", "power_voltage": "220V", "power_factor": "0.95", "lifetime": "50000H(L70)", "cct": "3000K", "cri": "85", "sdcm": "<5", "input_frequency": "50/60Hz", "dimming": "non-Dimmable", "beam_angle": "60deg.", "ip_code": "20", "ambient_temperature_range": "5 - 35°C", "surge_protection": "1kV", "classification_of_luminaries": "Class Ⅱ", "thdi": "<20%", "driver": "External", "cut_out_size": "125mm", "dimensions": "L155mm*H200mm", "weight": "2.2 kg", "body": "ADC(White)", "reflector": "Aluminum", "diffuser": "PMMA(Transparent)", "trim": "ADC(White)", "country_of_origin": "China", "brand": "Panasonic"} |  |  | https://panasonic.net/electricworks/lighting/vn/products/pspec.php?id=G00025341 | https://panasonic.net/electricworks/shared_data/spec/img/ch_21100058-MP.jpg |  |  |  | Type of Luminaire: Downlight Set Model No.: NNV71418WE1A Type of Luminaire: Downlight Set Model No.: NNV71418WE1A Type of Light Source: LED Power Input: 42W System Lumen Output: 3920 lm System Efficacy: 93 lm/W Power Voltage: 220V Power Factor: 0.95 Lifetime: 50000H(L70) CCT: 3000K CRI: 85 SDCM: <5 Input Frequency: 50/60Hz Dimming: non-Dimmable Dimming Range: UGR: Glare Cut Angle: Beam Angle: 60deg. Rotation Angle: Tilt Angle: IP code: 20 IK code: Ambient Temperature Range: 5 - 35°C Surge Protection: 1kV Classification of Luminaries: Class Ⅱ THDi: <20% Effective Projected Area: Driver: External Cut Out Size: 125mm Dimensions: L155mm*H200mm Weight: 2.2 kg Body: ADC(White) Reflector: Aluminum Diffuser: PMMA(Transparent) Trim: ADC(White) Caseing: Country of Origin: China Brand: Panasonic Remarks:
37 | 100 | NNV71451WE1A ¦ Sản phẩm ¦ Việt Nam ¦ Panasonic Lighting | NNV71451WE1A |  | Đèn Down Light | Đèn Down Light tiêu chuẩn công suất nhỏ (Pro) | Ex-F | {"type_of_luminaire": "Downlight", "type_of_light_source": "LED", "power_input": "17W", "system_lumen_output": "2030 lm", "system_efficacy": "119 lm/W", "power_voltage": "220V", "power_factor": "0.95", "lifetime": "50000H(L70)", "cct": "4000K", "cri": "85", "sdcm": "<5", "input_frequency": "50/60Hz", "dimming": "non-Dimmable", "beam_angle": "60deg.", "ip_code": "20", "ambient_temperature_range": "5 - 35°C", "surge_protection": "1kV", "classification_of_luminaries": "Class Ⅱ", "thdi": "<20%", "driver": "External", "cut_out_size": "125mm", "dimensions": "L155mm*H135mm", "weight": "1.8 kg", "body": "ADC(White)", "diffuser": "PMMA(Transparent)", "trim": "ADC(White)", "country_of_origin": "China", "brand": "Panasonic"} |  |  | https://panasonic.net/electricworks/lighting/vn/products/pspec.php?id=G00025342 | https://panasonic.net/electricworks/shared_data/spec/img/ch_21100055-MP.jpg |  |  |  | Type of Luminaire: Downlight Set Model No.: NNV71451WE1A Type of Luminaire: Downlight Set Model No.: NNV71451WE1A Type of Light Source: LED Power Input: 17W System Lumen Output: 2030 lm System Efficacy: 119 lm/W Power Voltage: 220V Power Factor: 0.95 Lifetime: 50000H(L70) CCT: 4000K CRI: 85 SDCM: <5 Input Frequency: 50/60Hz Dimming: non-Dimmable Dimming Range: UGR: Glare Cut Angle: Beam Angle: 60deg. Rotation Angle: Tilt Angle: IP code: 20 IK code: Ambient Temperature Range: 5 - 35°C Surge Protection: 1kV Classification of Luminaries: Class Ⅱ THDi: <20% Effective Projected Area: Driver: External Cut Out Size: 125mm Dimensions: L155mm*H135mm Weight: 1.8 kg Body: ADC(White) Reflector: Diffuser: PMMA(Transparent) Trim: ADC(White) Caseing: Country of Origin: China Brand: Panasonic Remarks:
38 | 101 | NNV71452WE1A ¦ Sản phẩm ¦ Việt Nam ¦ Panasonic Lighting | NNV71452WE1A |  | Đèn Down Light | Đèn Down Light tiêu chuẩn công suất nhỏ (Pro) | Ex-F | {"type_of_luminaire": "Downlight", "type_of_light_source": "LED", "power_input": "17W", "system_lumen_output": "1855 lm", "system_efficacy": "109 lm/W", "power_voltage": "220V", "power_factor": "0.95", "lifetime": "50000H(L70)", "cct": "4000K", "cri": "85", "sdcm": "<5", "input_frequency": "50/60Hz", "dimming": "non-Dimmable", "beam_angle": "100deg.", "ip_code": "20", "ambient_temperature_range": "5 - 35°C", "surge_protection": "1kV", "classification_of_luminaries": "Class Ⅱ", "thdi": "<20%", "driver": "External", "cut_out_size": "125mm", "dimensions": "L155mm*H135mm", "weight": "1.8 kg", "body": "ADC(White)", "diffuser": "PMMA(Transparent)", "trim": "ADC(White)", "country_of_origin": "China", "brand": "Panasonic"} |  |  | https://panasonic.net/electricworks/lighting/vn/products/pspec.php?id=G00025343 | https://panasonic.net/electricworks/shared_data/spec/img/ch_21100055-MP.jpg |  |  |  | Type of Luminaire: Downlight Set Model No.: NNV71452WE1A Type of Luminaire: Downlight Set Model No.: NNV71452WE1A Type of Light Source: LED Power Input: 17W System Lumen Output: 1855 lm System Efficacy: 109 lm/W Power Voltage: 220V Power Factor: 0.95 Lifetime: 50000H(L70) CCT: 4000K CRI: 85 SDCM: <5 Input Frequency: 50/60Hz Dimming: non-Dimmable Dimming Range: UGR: Glare Cut Angle: Beam Angle: 100deg. Rotation Angle: Tilt Angle: IP code: 20 IK code: Ambient Temperature Range: 5 - 35°C Surge Protection: 1kV Classification of Luminaries: Class Ⅱ THDi: <20% Effective Projected Area: Driver: External Cut Out Size: 125mm Dimensions: L155mm*H135mm Weight: 1.8 kg Body: ADC(White) Reflector: Diffuser: PMMA(Transparent) Trim: ADC(White) Caseing: Country of Origin: China Brand: Panasonic Remarks:
39 | 102 | NNV71461WE1A ¦ Sản phẩm ¦ Việt Nam ¦ Panasonic Lighting | NNV71461WE1A |  | Đèn Down Light | Đèn Down Light không chói | Ex-F | {"Type of Luminaire": "Downlight", "Type of Light Source": "LED", "Power Input": "17W", "System Lumen Output": "1985 lm", "System Efficacy": "117 lm/W", "Power Voltage": "220V", "Power Factor": "0.95", "Lifetime": "50000H(L70)", "CCT": "4000K", "CRI": "85", "SDCM": "<5", "Input Frequency": "50/60Hz", "Dimming": "non-Dimmable", "Beam Angle": "36deg.", "IP code": "20", "Ambient Temperature Range": "5 - 35°C", "Surge Protection": "1kV", "Classification of Luminaries": "Class Ⅱ", "THDi": "<20%", "Driver": "External", "Cut Out Size": "125mm", "Dimensions": "L155mm*H165mm", "Weight": "1.8 kg", "Body": "ADC(White)", "Reflector": "Aluminum", "Diffuser": "PMMA(Transparent)", "Trim": "ADC(White)", "Country of Origin": "China", "Brand": "Panasonic"} |  |  | https://panasonic.net/electricworks/lighting/vn/products/pspec.php?id=G00025350 | https://panasonic.net/electricworks/shared_data/spec/img/ch_21100057-MP.jpg |  |  |  | Type of Luminaire: Downlight Set Model No.: NNV71461WE1A Type of Luminaire: Downlight Set Model No.: NNV71461WE1A Type of Light Source: LED Power Input: 17W System Lumen Output: 1985 lm System Efficacy: 117 lm/W Power Voltage: 220V Power Factor: 0.95 Lifetime: 50000H(L70) CCT: 4000K CRI: 85 SDCM: <5 Input Frequency: 50/60Hz Dimming: non-Dimmable Dimming Range: UGR: Glare Cut Angle: Beam Angle: 36deg. Rotation Angle: Tilt Angle: IP code: 20 IK code: Ambient Temperature Range: 5 - 35°C Surge Protection: 1kV Classification of Luminaries: Class Ⅱ THDi: <20% Effective Projected Area: Driver: External Cut Out Size: 125mm Dimensions: L155mm*H165mm Weight: 1.8 kg Body: ADC(White) Reflector: Aluminum Diffuser: PMMA(Transparent) Trim: ADC(White) Caseing: Country of Origin: China Brand: Panasonic Remarks:
40 | 103 | NNV71462WE1A ¦ Sản phẩm ¦ Việt Nam ¦ Panasonic Lighting | NNV71462WE1A |  | Đèn Down Light | Đèn Down Light không chói | Ex-F | {"type_of_luminaire": "Downlight", "type_of_light_source": "LED", "power_input": "17W", "system_lumen_output": "1985 lm", "system_efficacy": "117 lm/W", "power_voltage": "220V", "power_factor": "0.95", "lifetime": "50000H(L70)", "cct": "4000K", "cri": "85", "sdcm": "<5", "input_frequency": "50/60Hz", "dimming": "non-Dimmable", "beam_angle": "60deg.", "ip_code": "20", "ambient_temperature_range": "5 - 35°C", "surge_protection": "1kV", "classification_of_luminaries": "Class Ⅱ", "thdi": "<20%", "driver": "External", "cut_out_size": "125mm", "dimensions": "L155mm*H165mm", "weight": "1.8 kg", "body": "ADC(White)", "reflector": "Aluminum", "diffuser": "PMMA(Transparent)", "trim": "ADC(White)", "country_of_origin": "China", "brand": "Panasonic"} |  |  | https://panasonic.net/electricworks/lighting/vn/products/pspec.php?id=G00025351 | https://panasonic.net/electricworks/shared_data/spec/img/ch_21100057-MP.jpg |  |  |  | Type of Luminaire: Downlight Set Model No.: NNV71462WE1A Type of Luminaire: Downlight Set Model No.: NNV71462WE1A Type of Light Source: LED Power Input: 17W System Lumen Output: 1985 lm System Efficacy: 117 lm/W Power Voltage: 220V Power Factor: 0.95 Lifetime: 50000H(L70) CCT: 4000K CRI: 85 SDCM: <5 Input Frequency: 50/60Hz Dimming: non-Dimmable Dimming Range: UGR: Glare Cut Angle: Beam Angle: 60deg. Rotation Angle: Tilt Angle: IP code: 20 IK code: Ambient Temperature Range: 5 - 35°C Surge Protection: 1kV Classification of Luminaries: Class Ⅱ THDi: <20% Effective Projected Area: Driver: External Cut Out Size: 125mm Dimensions: L155mm*H165mm Weight: 1.8 kg Body: ADC(White) Reflector: Aluminum Diffuser: PMMA(Transparent) Trim: ADC(White) Caseing: Country of Origin: China Brand: Panasonic Remarks:
41 | 104 | NNV71801WE1A ¦ Sản phẩm ¦ Việt Nam ¦ Panasonic Lighting | NNV71801WE1A |  | Đèn Down Light | Không thấm nước DL | Ex-H IP54 | {"type_of_luminaire": "Downlight", "type_of_light_source": "LED", "power_input": "6.5W", "system_lumen_output": "545 lm", "system_efficacy": "84 lm/W", "power_voltage": "220V", "power_factor": "0.9", "lifetime": "50000H(L70)", "cct": "2700K", "cri": "90", "sdcm": "<5", "input_frequency": "50/60Hz", "dimming": "non-Dimmable", "beam_angle": "60deg.", "ip_code": "54", "ambient_temperature_range": "5 - 35°C", "surge_protection": "1kV", "classification_of_luminaries": "Class Ⅱ", "thdi": "<20%", "driver": "External", "cut_out_size": "75mm", "dimensions": "L85mm*H70mm", "weight": "2.5 kg", "body": "ADC(White)", "diffuser": "PMMA(Transparent)", "trim": "ADC(White)", "country_of_origin": "China", "brand": "Panasonic"} |  |  | https://panasonic.net/electricworks/lighting/vn/products/pspec.php?id=G00025435 | https://panasonic.net/electricworks/shared_data/spec/img/ch_21100035-MP.jpg |  |  |  | Type of Luminaire: Downlight Set Model No.: NNV71801WE1A Type of Luminaire: Downlight Set Model No.: NNV71801WE1A Type of Light Source: LED Power Input: 6.5W System Lumen Output: 545 lm System Efficacy: 84 lm/W Power Voltage: 220V Power Factor: 0.9 Lifetime: 50000H(L70) CCT: 2700K CRI: 90 SDCM: <5 Input Frequency: 50/60Hz Dimming: non-Dimmable Dimming Range: UGR: Glare Cut Angle: Beam Angle: 60deg. Rotation Angle: Tilt Angle: IP code: 54 IK code: Ambient Temperature Range: 5 - 35°C Surge Protection: 1kV Classification of Luminaries: Class Ⅱ THDi: <20% Effective Projected Area: Driver: External Cut Out Size: 75mm Dimensions: L85mm*H70mm Weight: 2.5 kg Body: ADC(White) Reflector: Diffuser: PMMA(Transparent) Trim: ADC(White) Caseing: Country of Origin: China Brand: Panasonic Remarks:
42 | 105 | NNV71803WE1A ¦ Sản phẩm ¦ Việt Nam ¦ Panasonic Lighting | NNV71803WE1A |  | Đèn Down Light | Không thấm nước DL | Ex-H IP54 | {"type_of_luminaire": "Downlight", "type_of_light_source": "LED", "power_input": "8W", "system_lumen_output": "715 lm", "system_efficacy": "89 lm/W", "power_voltage": "220V", "power_factor": "0.9", "lifetime": "50000H(L70)", "cct": "2700K", "cri": "90", "sdcm": "<5", "input_frequency": "50/60Hz", "dimming": "non-Dimmable", "beam_angle": "60deg.", "ip_code": "54", "ambient_temperature_range": "5 - 35°C", "surge_protection": "1kV", "classification_of_luminaries": "Class Ⅱ", "thdi": "<20%", "driver": "External", "cut_out_size": "75mm", "dimensions": "L85mm*H70mm", "weight": "2.5 kg", "body": "ADC(White)", "diffuser": "PMMA(Transparent)", "trim": "ADC(White)", "country_of_origin": "China", "brand": "Panasonic"} |  |  | https://panasonic.net/electricworks/lighting/vn/products/pspec.php?id=G00025436 | https://panasonic.net/electricworks/shared_data/spec/img/ch_21100035-MP.jpg |  |  |  | Type of Luminaire: Downlight Set Model No.: NNV71803WE1A Type of Luminaire: Downlight Set Model No.: NNV71803WE1A Type of Light Source: LED Power Input: 8W System Lumen Output: 715 lm System Efficacy: 89 lm/W Power Voltage: 220V Power Factor: 0.9 Lifetime: 50000H(L70) CCT: 2700K CRI: 90 SDCM: <5 Input Frequency: 50/60Hz Dimming: non-Dimmable Dimming Range: UGR: Glare Cut Angle: Beam Angle: 60deg. Rotation Angle: Tilt Angle: IP code: 54 IK code: Ambient Temperature Range: 5 - 35°C Surge Protection: 1kV Classification of Luminaries: Class Ⅱ THDi: <20% Effective Projected Area: Driver: External Cut Out Size: 75mm Dimensions: L85mm*H70mm Weight: 2.5 kg Body: ADC(White) Reflector: Diffuser: PMMA(Transparent) Trim: ADC(White) Caseing: Country of Origin: China Brand: Panasonic Remarks:
43 | 106 | NNV71805WE1A ¦ Sản phẩm ¦ Việt Nam ¦ Panasonic Lighting | NNV71805WE1A |  | Đèn Down Light | Không thấm nước DL | Ex-H IP54 | {"type_of_luminaire": "Downlight", "type_of_light_source": "LED", "power_input": "12W", "system_lumen_output": "1045 lm", "system_efficacy": "87 lm/W", "power_voltage": "220V", "power_factor": "0.95", "lifetime": "50000H(L70)", "cct": "2700K", "cri": "90", "sdcm": "<5", "input_frequency": "50/60Hz", "dimming": "non-Dimmable", "beam_angle": "60deg.", "ip_code": "54", "ambient_temperature_range": "5 - 35°C", "surge_protection": "1kV", "classification_of_luminaries": "Class Ⅱ", "thdi": "<20%", "driver": "External", "cut_out_size": "75mm", "dimensions": "L85mm*H70mm", "weight": "2.5 kg", "body": "ADC(White)", "diffuser": "PMMA(Transparent)", "trim": "ADC(White)", "country_of_origin": "China", "brand": "Panasonic"} |  |  | https://panasonic.net/electricworks/lighting/vn/products/pspec.php?id=G00025437 | https://panasonic.net/electricworks/shared_data/spec/img/ch_21100035-MP.jpg |  |  |  | Type of Luminaire: Downlight Set Model No.: NNV71805WE1A Type of Luminaire: Downlight Set Model No.: NNV71805WE1A Type of Light Source: LED Power Input: 12W System Lumen Output: 1045 lm System Efficacy: 87 lm/W Power Voltage: 220V Power Factor: 0.95 Lifetime: 50000H(L70) CCT: 2700K CRI: 90 SDCM: <5 Input Frequency: 50/60Hz Dimming: non-Dimmable Dimming Range: UGR: Glare Cut Angle: Beam Angle: 60deg. Rotation Angle: Tilt Angle: IP code: 54 IK code: Ambient Temperature Range: 5 - 35°C Surge Protection: 1kV Classification of Luminaries: Class Ⅱ THDi: <20% Effective Projected Area: Driver: External Cut Out Size: 75mm Dimensions: L85mm*H70mm Weight: 2.5 kg Body: ADC(White) Reflector: Diffuser: PMMA(Transparent) Trim: ADC(White) Caseing: Country of Origin: China Brand: Panasonic Remarks:
44 | 107 | NNV71826WE1A ¦ Sản phẩm ¦ Việt Nam ¦ Panasonic Lighting | NNV71826WE1A |  | Đèn Down Light | Không thấm nước DL | Ex-H IP54 | {"type_of_luminaire": "Downlight", "type_of_light_source": "LED", "power_input": "6.5W", "system_lumen_output": "570 lm", "system_efficacy": "88 lm/W", "power_voltage": "220V", "power_factor": "0.9", "lifetime": "50000H(L70)", "cct": "3000K", "cri": "90", "sdcm": "<5", "input_frequency": "50/60Hz", "dimming": "non-Dimmable", "beam_angle": "60deg.", "ip_code": "54", "ambient_temperature_range": "5 - 35°C", "surge_protection": "1kV", "classification_of_luminaries": "Class Ⅱ", "thdi": "<20%", "driver": "External", "cut_out_size": "75mm", "dimensions": "L85mm*H70mm", "weight": "2.5 kg", "body": "ADC(White)", "diffuser": "PMMA(Transparent)", "trim": "ADC(White)", "country_of_origin": "China", "brand": "Panasonic"} |  |  | https://panasonic.net/electricworks/lighting/vn/products/pspec.php?id=G00025438 | https://panasonic.net/electricworks/shared_data/spec/img/ch_21100035-MP.jpg |  |  |  | Type of Luminaire: Downlight Set Model No.: NNV71826WE1A Type of Luminaire: Downlight Set Model No.: NNV71826WE1A Type of Light Source: LED Power Input: 6.5W System Lumen Output: 570 lm System Efficacy: 88 lm/W Power Voltage: 220V Power Factor: 0.9 Lifetime: 50000H(L70) CCT: 3000K CRI: 90 SDCM: <5 Input Frequency: 50/60Hz Dimming: non-Dimmable Dimming Range: UGR: Glare Cut Angle: Beam Angle: 60deg. Rotation Angle: Tilt Angle: IP code: 54 IK code: Ambient Temperature Range: 5 - 35°C Surge Protection: 1kV Classification of Luminaries: Class Ⅱ THDi: <20% Effective Projected Area: Driver: External Cut Out Size: 75mm Dimensions: L85mm*H70mm Weight: 2.5 kg Body: ADC(White) Reflector: Diffuser: PMMA(Transparent) Trim: ADC(White) Caseing: Country of Origin: China Brand: Panasonic Remarks:
45 | 108 | NNV71828WE1A ¦ Sản phẩm ¦ Việt Nam ¦ Panasonic Lighting | NNV71828WE1A |  | Đèn Down Light | Không thấm nước DL | Ex-H IP54 | {"type_of_luminaire": "Downlight", "type_of_light_source": "LED", "power_input": "8W", "system_lumen_output": "750 lm", "system_efficacy": "94 lm/W", "power_voltage": "220V", "power_factor": "0.9", "lifetime": "50000H(L70)", "cct": "3000K", "cri": "90", "sdcm": "<5", "input_frequency": "50/60Hz", "dimming": "non-Dimmable", "beam_angle": "60deg.", "ip_code": "54", "ambient_temperature_range": "5 - 35°C", "surge_protection": "1kV", "classification_of_luminaries": "Class Ⅱ", "thdi": "<20%", "driver": "External", "cut_out_size": "75mm", "dimensions": "L85mm*H70mm", "weight": "2.5 kg", "body": "ADC(White)", "diffuser": "PMMA(Transparent)", "trim": "ADC(White)", "country_of_origin": "China", "brand": "Panasonic"} |  |  | https://panasonic.net/electricworks/lighting/vn/products/pspec.php?id=G00025439 | https://panasonic.net/electricworks/shared_data/spec/img/ch_21100035-MP.jpg |  |  |  | Type of Luminaire: Downlight Set Model No.: NNV71828WE1A Type of Luminaire: Downlight Set Model No.: NNV71828WE1A Type of Light Source: LED Power Input: 8W System Lumen Output: 750 lm System Efficacy: 94 lm/W Power Voltage: 220V Power Factor: 0.9 Lifetime: 50000H(L70) CCT: 3000K CRI: 90 SDCM: <5 Input Frequency: 50/60Hz Dimming: non-Dimmable Dimming Range: UGR: Glare Cut Angle: Beam Angle: 60deg. Rotation Angle: Tilt Angle: IP code: 54 IK code: Ambient Temperature Range: 5 - 35°C Surge Protection: 1kV Classification of Luminaries: Class Ⅱ THDi: <20% Effective Projected Area: Driver: External Cut Out Size: 75mm Dimensions: L85mm*H70mm Weight: 2.5 kg Body: ADC(White) Reflector: Diffuser: PMMA(Transparent) Trim: ADC(White) Caseing: Country of Origin: China Brand: Panasonic Remarks:
46 | 109 | NNV71830WE1A ¦ Sản phẩm ¦ Việt Nam ¦ Panasonic Lighting | NNV71830WE1A |  | Đèn Down Light | Không thấm nước DL | Ex-H IP54 | {"type_of_luminaire": "Downlight", "type_of_light_source": "LED", "power_input": "12W", "system_lumen_output": "1090 lm", "system_efficacy": "91 lm/W", "power_voltage": "220V", "power_factor": "0.95", "lifetime": "50000H(L70)", "cct": "3000K", "cri": "90", "sdcm": "<5", "input_frequency": "50/60Hz", "dimming": "non-Dimmable", "beam_angle": "60deg.", "ip_code": "54", "ambient_temperature_range": "5 - 35°C", "surge_protection": "1kV", "classification_of_luminaries": "Class Ⅱ", "thdi": "<20%", "driver": "External", "cut_out_size": "75mm", "dimensions": "L85mm*H70mm", "weight": "2.5 kg", "body": "ADC(White)", "diffuser": "PMMA(Transparent)", "trim": "ADC(White)", "country_of_origin": "China", "brand": "Panasonic"} |  |  | https://panasonic.net/electricworks/lighting/vn/products/pspec.php?id=G00025440 | https://panasonic.net/electricworks/shared_data/spec/img/ch_21100035-MP.jpg |  |  |  | Type of Luminaire: Downlight Set Model No.: NNV71830WE1A Type of Luminaire: Downlight Set Model No.: NNV71830WE1A Type of Light Source: LED Power Input: 12W System Lumen Output: 1090 lm System Efficacy: 91 lm/W Power Voltage: 220V Power Factor: 0.95 Lifetime: 50000H(L70) CCT: 3000K CRI: 90 SDCM: <5 Input Frequency: 50/60Hz Dimming: non-Dimmable Dimming Range: UGR: Glare Cut Angle: Beam Angle: 60deg. Rotation Angle: Tilt Angle: IP code: 54 IK code: Ambient Temperature Range: 5 - 35°C Surge Protection: 1kV Classification of Luminaries: Class Ⅱ THDi: <20% Effective Projected Area: Driver: External Cut Out Size: 75mm Dimensions: L85mm*H70mm Weight: 2.5 kg Body: ADC(White) Reflector: Diffuser: PMMA(Transparent) Trim: ADC(White) Caseing: Country of Origin: China Brand: Panasonic Remarks:
47 | 110 | NNV71876WE1A ¦ Sản phẩm ¦ Việt Nam ¦ Panasonic Lighting | NNV71876WE1A |  | Đèn Down Light | Không thấm nước DL | Ex-H IP54 | {"type_of_luminaire": "Downlight", "type_of_light_source": "LED", "power_input": "6.5W", "system_lumen_output": "605 lm", "system_efficacy": "93 lm/W", "power_voltage": "220V", "power_factor": "0.9", "lifetime": "50000H(L70)", "cct": "4000K", "cri": "90", "sdcm": "<5", "input_frequency": "50/60Hz", "dimming": "non-Dimmable", "beam_angle": "60deg.", "ip_code": "54", "ambient_temperature_range": "5 - 35°C", "surge_protection": "1kV", "classification_of_luminaries": "Class Ⅱ", "thdi": "<20%", "driver": "External", "cut_out_size": "75mm", "dimensions": "L85mm*H70mm", "weight": "2.5 kg", "body": "ADC(White)", "diffuser": "PMMA(Transparent)", "trim": "ADC(White)", "country_of_origin": "China", "brand": "Panasonic"} |  |  | https://panasonic.net/electricworks/lighting/vn/products/pspec.php?id=G00025441 | https://panasonic.net/electricworks/shared_data/spec/img/ch_21100035-MP.jpg |  |  |  | Type of Luminaire: Downlight Set Model No.: NNV71876WE1A Type of Luminaire: Downlight Set Model No.: NNV71876WE1A Type of Light Source: LED Power Input: 6.5W System Lumen Output: 605 lm System Efficacy: 93 lm/W Power Voltage: 220V Power Factor: 0.9 Lifetime: 50000H(L70) CCT: 4000K CRI: 90 SDCM: <5 Input Frequency: 50/60Hz Dimming: non-Dimmable Dimming Range: UGR: Glare Cut Angle: Beam Angle: 60deg. Rotation Angle: Tilt Angle: IP code: 54 IK code: Ambient Temperature Range: 5 - 35°C Surge Protection: 1kV Classification of Luminaries: Class Ⅱ THDi: <20% Effective Projected Area: Driver: External Cut Out Size: 75mm Dimensions: L85mm*H70mm Weight: 2.5 kg Body: ADC(White) Reflector: Diffuser: PMMA(Transparent) Trim: ADC(White) Caseing: Country of Origin: China Brand: Panasonic Remarks:
48 | 111 | NNV71878WE1A ¦ Sản phẩm ¦ Việt Nam ¦ Panasonic Lighting | NNV71878WE1A |  | Đèn Down Light | Không thấm nước DL | Ex-H IP54 | {"type_of_luminaire": "Downlight", "type_of_light_source": "LED", "power_input": "8W", "system_lumen_output": "790 lm", "system_efficacy": "99 lm/W", "power_voltage": "220V", "power_factor": "0.9", "lifetime": "50000H(L70)", "cct": "4000K", "cri": "90", "sdcm": "<5", "input_frequency": "50/60Hz", "dimming": "non-Dimmable", "beam_angle": "60deg.", "ip_code": "54", "ambient_temperature_range": "5 - 35°C", "surge_protection": "1kV", "classification_of_luminaries": "Class Ⅱ", "thdi": "<20%", "driver": "External", "cut_out_size": "75mm", "dimensions": "L85mm*H70mm", "weight": "2.5 kg", "body": "ADC(White)", "diffuser": "PMMA(Transparent)", "trim": "ADC(White)", "country_of_origin": "China", "brand": "Panasonic"} |  |  | https://panasonic.net/electricworks/lighting/vn/products/pspec.php?id=G00025442 | https://panasonic.net/electricworks/shared_data/spec/img/ch_21100035-MP.jpg |  |  |  | Type of Luminaire: Downlight Set Model No.: NNV71878WE1A Type of Luminaire: Downlight Set Model No.: NNV71878WE1A Type of Light Source: LED Power Input: 8W System Lumen Output: 790 lm System Efficacy: 99 lm/W Power Voltage: 220V Power Factor: 0.9 Lifetime: 50000H(L70) CCT: 4000K CRI: 90 SDCM: <5 Input Frequency: 50/60Hz Dimming: non-Dimmable Dimming Range: UGR: Glare Cut Angle: Beam Angle: 60deg. Rotation Angle: Tilt Angle: IP code: 54 IK code: Ambient Temperature Range: 5 - 35°C Surge Protection: 1kV Classification of Luminaries: Class Ⅱ THDi: <20% Effective Projected Area: Driver: External Cut Out Size: 75mm Dimensions: L85mm*H70mm Weight: 2.5 kg Body: ADC(White) Reflector: Diffuser: PMMA(Transparent) Trim: ADC(White) Caseing: Country of Origin: China Brand: Panasonic Remarks:
49 | 112 | NNV74801WE1A ¦ Sản phẩm ¦ Việt Nam ¦ Panasonic Lighting | NNV74801WE1A |  | Đèn Down Light | Đèn Down Light điều chỉnh được | Ex-F | {"type_of_luminaire": "Downlight", "type_of_light_source": "LED", "power_input": "17W", "system_lumen_output": "1770 lm", "system_efficacy": "104 lm/W", "power_voltage": "220V", "power_factor": "0.95", "lifetime": "50000H(L70)", "cct": "3000K", "cri": "85", "sdcm": "<5", "input_frequency": "50/60Hz", "dimming": "non-Dimmable", "beam_angle": "13deg.", "rotation_angle": "355deg.", "tilt_angle": "20deg.", "ip_code": "20", "ambient_temperature_range": "5 - 35°C", "surge_protection": "1kV", "classification_of_luminaries": "Class Ⅱ", "thdi": "<20%", "driver": "External", "cut_out_size": "125mm", "dimensions": "L137mm*H115mm", "weight": "1.8 kg", "body": "ADC(White)", "diffuser": "PMMA(Transparent)", "trim": "ADC(White)", "country_of_origin": "China", "brand": "Panasonic"} |  |  | https://panasonic.net/electricworks/lighting/vn/products/pspec.php?id=G00025503 | https://panasonic.net/electricworks/shared_data/spec/img/ch_21100061-MP.jpg |  |  |  | Type of Luminaire: Downlight Set Model No.: NNV74801WE1A Type of Luminaire: Downlight Set Model No.: NNV74801WE1A Type of Light Source: LED Power Input: 17W System Lumen Output: 1770 lm System Efficacy: 104 lm/W Power Voltage: 220V Power Factor: 0.95 Lifetime: 50000H(L70) CCT: 3000K CRI: 85 SDCM: <5 Input Frequency: 50/60Hz Dimming: non-Dimmable Dimming Range: UGR: Glare Cut Angle: Beam Angle: 13deg. Rotation Angle: 355deg. Tilt Angle: 20deg. IP code: 20 IK code: Ambient Temperature Range: 5 - 35°C Surge Protection: 1kV Classification of Luminaries: Class Ⅱ THDi: <20% Effective Projected Area: Driver: External Cut Out Size: 125mm Dimensions: L137mm*H115mm Weight: 1.8 kg Body: ADC(White) Reflector: Diffuser: PMMA(Transparent) Trim: ADC(White) Caseing: Country of Origin: China Brand: Panasonic Remarks:
50 | 113 | NNV74802WE1A ¦ Sản phẩm ¦ Việt Nam ¦ Panasonic Lighting | NNV74802WE1A |  | Đèn Down Light | Đèn Down Light điều chỉnh được | Ex-F | {"type_of_luminaire": "Downlight", "type_of_light_source": "LED", "power_input": "17W", "system_lumen_output": "1830 lm", "system_efficacy": "108 lm/W", "power_voltage": "220V", "power_factor": "0.95", "lifetime": "50000H(L70)", "cct": "3000K", "cri": "85", "sdcm": "<5", "input_frequency": "50/60Hz", "dimming": "non-Dimmable", "beam_angle": "25deg.", "rotation_angle": "355deg.", "tilt_angle": "20deg.", "ip_code": "20", "ambient_temperature_range": "5 - 35°C", "surge_protection": "1kV", "classification_of_luminaries": "Class Ⅱ", "thdi": "<20%", "driver": "External", "cut_out_size": "125mm", "dimensions": "L137mm*H115mm", "weight": "1.8 kg", "body": "ADC(White)", "diffuser": "PMMA(Transparent)", "trim": "ADC(White)", "country_of_origin": "China", "brand": "Panasonic"} |  |  | https://panasonic.net/electricworks/lighting/vn/products/pspec.php?id=G00025504 | https://panasonic.net/electricworks/shared_data/spec/img/ch_21100061-MP.jpg |  |  |  | Type of Luminaire: Downlight Set Model No.: NNV74802WE1A Type of Luminaire: Downlight Set Model No.: NNV74802WE1A Type of Light Source: LED Power Input: 17W System Lumen Output: 1830 lm System Efficacy: 108 lm/W Power Voltage: 220V Power Factor: 0.95 Lifetime: 50000H(L70) CCT: 3000K CRI: 85 SDCM: <5 Input Frequency: 50/60Hz Dimming: non-Dimmable Dimming Range: UGR: Glare Cut Angle: Beam Angle: 25deg. Rotation Angle: 355deg. Tilt Angle: 20deg. IP code: 20 IK code: Ambient Temperature Range: 5 - 35°C Surge Protection: 1kV Classification of Luminaries: Class Ⅱ THDi: <20% Effective Projected Area: Driver: External Cut Out Size: 125mm Dimensions: L137mm*H115mm Weight: 1.8 kg Body: ADC(White) Reflector: Diffuser: PMMA(Transparent) Trim: ADC(White) Caseing: Country of Origin: China Brand: Panasonic Remarks:
51 | 114 | NNV74803WE1A ¦ Sản phẩm ¦ Việt Nam ¦ Panasonic Lighting | NNV74803WE1A |  | Đèn Down Light | Đèn Down Light điều chỉnh được | Ex-F | {"type_of_luminaire": "Downlight", "type_of_light_source": "LED", "power_input": "17W", "system_lumen_output": "1955 lm", "system_efficacy": "115 lm/W", "power_voltage": "220V", "power_factor": "0.95", "lifetime": "50000H(L70)", "cct": "3000K", "cri": "85", "sdcm": "<5", "input_frequency": "50/60Hz", "dimming": "non-Dimmable", "beam_angle": "36deg.", "rotation_angle": "355deg.", "tilt_angle": "20deg.", "ip_code": "20", "ambient_temperature_range": "5 - 35°C", "surge_protection": "1kV", "classification_of_luminaries": "Class Ⅱ", "thdi": "<20%", "driver": "External", "cut_out_size": "125mm", "dimensions": "L137mm*H115mm", "weight": "1.8 kg", "body": "ADC(White)", "diffuser": "PMMA(Transparent)", "trim": "ADC(White)", "country_of_origin": "China", "brand": "Panasonic"} |  |  | https://panasonic.net/electricworks/lighting/vn/products/pspec.php?id=G00025505 | https://panasonic.net/electricworks/shared_data/spec/img/ch_21100061-MP.jpg |  |  |  | Type of Luminaire: Downlight Set Model No.: NNV74803WE1A Type of Luminaire: Downlight Set Model No.: NNV74803WE1A Type of Light Source: LED Power Input: 17W System Lumen Output: 1955 lm System Efficacy: 115 lm/W Power Voltage: 220V Power Factor: 0.95 Lifetime: 50000H(L70) CCT: 3000K CRI: 85 SDCM: <5 Input Frequency: 50/60Hz Dimming: non-Dimmable Dimming Range: UGR: Glare Cut Angle: Beam Angle: 36deg. Rotation Angle: 355deg. Tilt Angle: 20deg. IP code: 20 IK code: Ambient Temperature Range: 5 - 35°C Surge Protection: 1kV Classification of Luminaries: Class Ⅱ THDi: <20% Effective Projected Area: Driver: External Cut Out Size: 125mm Dimensions: L137mm*H115mm Weight: 1.8 kg Body: ADC(White) Reflector: Diffuser: PMMA(Transparent) Trim: ADC(White) Caseing: Country of Origin: China Brand: Panasonic Remarks:
52 | 115 | NNV74804WE1A ¦ Sản phẩm ¦ Việt Nam ¦ Panasonic Lighting | NNV74804WE1A |  | Đèn Down Light | Đèn Down Light điều chỉnh được | Ex-F | {"type_of_luminaire": "Downlight", "type_of_light_source": "LED", "power_input": "17W", "system_lumen_output": "1950 lm", "system_efficacy": "115 lm/W", "power_voltage": "220V", "power_factor": "0.95", "lifetime": "50000H(L70)", "cct": "3000K", "cri": "85", "sdcm": "<5", "input_frequency": "50/60Hz", "dimming": "non-Dimmable", "beam_angle": "60deg.", "rotation_angle": "355deg.", "tilt_angle": "20deg.", "ip_code": "20", "ambient_temperature_range": "5 - 35°C", "surge_protection": "1kV", "classification_of_luminaries": "Class Ⅱ", "thdi": "<20%", "driver": "External", "cut_out_size": "125mm", "dimensions": "L137mm*H115mm", "weight": "1.8 kg", "body": "ADC(White)", "diffuser": "PMMA(Transparent)", "trim": "ADC(White)", "country_of_origin": "China", "brand": "Panasonic"} |  |  | https://panasonic.net/electricworks/lighting/vn/products/pspec.php?id=G00025506 | https://panasonic.net/electricworks/shared_data/spec/img/ch_21100061-MP.jpg |  |  |  | Type of Luminaire: Downlight Set Model No.: NNV74804WE1A Type of Luminaire: Downlight Set Model No.: NNV74804WE1A Type of Light Source: LED Power Input: 17W System Lumen Output: 1950 lm System Efficacy: 115 lm/W Power Voltage: 220V Power Factor: 0.95 Lifetime: 50000H(L70) CCT: 3000K CRI: 85 SDCM: <5 Input Frequency: 50/60Hz Dimming: non-Dimmable Dimming Range: UGR: Glare Cut Angle: Beam Angle: 60deg. Rotation Angle: 355deg. Tilt Angle: 20deg. IP code: 20 IK code: Ambient Temperature Range: 5 - 35°C Surge Protection: 1kV Classification of Luminaries: Class Ⅱ THDi: <20% Effective Projected Area: Driver: External Cut Out Size: 125mm Dimensions: L137mm*H115mm Weight: 1.8 kg Body: ADC(White) Reflector: Diffuser: PMMA(Transparent) Trim: ADC(White) Caseing: Country of Origin: China Brand: Panasonic Remarks:
53 | 116 | NNV74805WE1A ¦ Sản phẩm ¦ Việt Nam ¦ Panasonic Lighting | NNV74805WE1A |  | Đèn Down Light | Đèn Down Light điều chỉnh được | Ex-F | {"type_of_luminaire": "Downlight", "type_of_light_source": "LED", "power_input": "24W", "system_lumen_output": "2380 lm", "system_efficacy": "99 lm/W", "power_voltage": "220V", "power_factor": "0.95", "lifetime": "50000H(L70)", "cct": "3000K", "cri": "85", "sdcm": "<5", "input_frequency": "50/60Hz", "dimming": "non-Dimmable", "beam_angle": "13deg.", "rotation_angle": "355deg.", "tilt_angle": "20deg.", "ip_code": "20", "ambient_temperature_range": "5 - 35°C", "surge_protection": "1kV", "classification_of_luminaries": "Class Ⅱ", "thdi": "<20%", "driver": "External", "cut_out_size": "125mm", "dimensions": "L137mm*H115mm", "weight": "1.8 kg", "body": "ADC(White)", "diffuser": "PMMA(Transparent)", "trim": "ADC(White)", "country_of_origin": "China", "brand": "Panasonic"} |  |  | https://panasonic.net/electricworks/lighting/vn/products/pspec.php?id=G00025507 | https://panasonic.net/electricworks/shared_data/spec/img/ch_21100061-MP.jpg |  |  |  | Type of Luminaire: Downlight Set Model No.: NNV74805WE1A Type of Luminaire: Downlight Set Model No.: NNV74805WE1A Type of Light Source: LED Power Input: 24W System Lumen Output: 2380 lm System Efficacy: 99 lm/W Power Voltage: 220V Power Factor: 0.95 Lifetime: 50000H(L70) CCT: 3000K CRI: 85 SDCM: <5 Input Frequency: 50/60Hz Dimming: non-Dimmable Dimming Range: UGR: Glare Cut Angle: Beam Angle: 13deg. Rotation Angle: 355deg. Tilt Angle: 20deg. IP code: 20 IK code: Ambient Temperature Range: 5 - 35°C Surge Protection: 1kV Classification of Luminaries: Class Ⅱ THDi: <20% Effective Projected Area: Driver: External Cut Out Size: 125mm Dimensions: L137mm*H115mm Weight: 1.8 kg Body: ADC(White) Reflector: Diffuser: PMMA(Transparent) Trim: ADC(White) Caseing: Country of Origin: China Brand: Panasonic Remarks:
54 | 117 | NNV74806WE1A ¦ Sản phẩm ¦ Việt Nam ¦ Panasonic Lighting | NNV74806WE1A |  | Đèn Down Light | Đèn Down Light điều chỉnh được | Ex-F | {"type_of_luminaire": "Downlight", "type_of_light_source": "LED", "power_input": "24W", "system_lumen_output": "2470 lm", "system_efficacy": "103 lm/W", "power_voltage": "220V", "power_factor": "0.95", "lifetime": "50000H(L70)", "cct": "3000K", "cri": "85", "sdcm": "<5", "input_frequency": "50/60Hz", "dimming": "non-Dimmable", "beam_angle": "25deg.", "rotation_angle": "355deg.", "tilt_angle": "20deg.", "ip_code": "20", "ambient_temperature_range": "5 - 35°C", "surge_protection": "1kV", "classification_of_luminaries": "Class Ⅱ", "thdi": "<20%", "driver": "External", "cut_out_size": "125mm", "dimensions": "L137mm*H115mm", "weight": "1.8 kg", "body": "ADC(White)", "diffuser": "PMMA(Transparent)", "trim": "ADC(White)", "country_of_origin": "China", "brand": "Panasonic", "certificates_standards": "RoHs / TISI"} |  |  | https://panasonic.net/electricworks/lighting/vn/products/pspec.php?id=G00025508 | https://panasonic.net/electricworks/shared_data/spec/img/ch_21100061-MP.jpg |  |  |  | Type of Luminaire: Downlight Set Model No.: NNV74806WE1A Type of Luminaire: Downlight Set Model No.: NNV74806WE1A Type of Light Source: LED Power Input: 24W System Lumen Output: 2470 lm System Efficacy: 103 lm/W Power Voltage: 220V Power Factor: 0.95 Lifetime: 50000H(L70) CCT: 3000K CRI: 85 SDCM: <5 Input Frequency: 50/60Hz Dimming: non-Dimmable Dimming Range: UGR: Glare Cut Angle: Beam Angle: 25deg. Rotation Angle: 355deg. Tilt Angle: 20deg. IP code: 20 IK code: Ambient Temperature Range: 5 - 35°C Surge Protection: 1kV Classification of Luminaries: Class Ⅱ THDi: <20% Effective Projected Area: Driver: External Cut Out Size: 125mm Dimensions: L137mm*H115mm Weight: 1.8 kg Body: ADC(White) Reflector: Diffuser: PMMA(Transparent) Trim: ADC(White) Caseing: Country of Origin: China Brand: Panasonic Remarks:
55 | 118 | NNV74807WE1A ¦ Sản phẩm ¦ Việt Nam ¦ Panasonic Lighting |  |  | Đèn Down Light | Đèn Down Light điều chỉnh được | Ex-F |  |  |  | https://panasonic.net/electricworks/lighting/vn/products/pspec.php?id=G00025509 | https://panasonic.net/electricworks/shared_data/spec/img/ch_21100061-MP.jpg |  |  |  | Type of Luminaire: Downlight Set Model No.: NNV74807WE1A Type of Luminaire: Downlight Set Model No.: NNV74807WE1A Type of Light Source: LED Power Input: 24W System Lumen Output: 2640 lm System Efficacy: 110 lm/W Power Voltage: 220V Power Factor: 0.95 Lifetime: 50000H(L70) CCT: 3000K CRI: 85 SDCM: <5 Input Frequency: 50/60Hz Dimming: non-Dimmable Dimming Range: UGR: Glare Cut Angle: Beam Angle: 36deg. Rotation Angle: 355deg. Tilt Angle: 20deg. IP code: 20 IK code: Ambient Temperature Range: 5 - 35°C Surge Protection: 1kV Classification of Luminaries: Class Ⅱ THDi: <20% Effective Projected Area: Driver: External Cut Out Size: 125mm Dimensions: L137mm*H115mm Weight: 1.8 kg Body: ADC(White) Reflector: Diffuser: PMMA(Transparent) Trim: ADC(White) Caseing: Country of Origin: China Brand: Panasonic Remarks:
56 | 119 | NNV74808WE1A ¦ Sản phẩm ¦ Việt Nam ¦ Panasonic Lighting | NNV74808WE1A |  | Đèn Down Light | Đèn Down Light điều chỉnh được | Ex-F | {"type_of_luminaire": "Downlight", "type_of_light_source": "LED", "power_input": "24W", "system_lumen_output": "2635 lm", "system_efficacy": "110 lm/W", "power_voltage": "220V", "power_factor": "0.95", "lifetime": "50000H(L70)", "cct": "3000K", "cri": "85", "sdcm": "<5", "input_frequency": "50/60Hz", "dimming": "non-Dimmable", "beam_angle": "60deg.", "rotation_angle": "355deg.", "tilt_angle": "20deg.", "ip_code": "20", "ambient_temperature_range": "5 - 35°C", "surge_protection": "1kV", "classification_of_luminaries": "Class Ⅱ", "thdi": "<20%", "driver": "External", "cut_out_size": "125mm", "dimensions": "L137mm*H115mm", "weight": "1.8 kg", "body": "ADC(White)", "diffuser": "PMMA(Transparent)", "trim": "ADC(White)", "country_of_origin": "China", "brand": "Panasonic"} |  |  | https://panasonic.net/electricworks/lighting/vn/products/pspec.php?id=G00025510 | https://panasonic.net/electricworks/shared_data/spec/img/ch_21100061-MP.jpg |  |  |  | Type of Luminaire: Downlight Set Model No.: NNV74808WE1A Type of Luminaire: Downlight Set Model No.: NNV74808WE1A Type of Light Source: LED Power Input: 24W System Lumen Output: 2635 lm System Efficacy: 110 lm/W Power Voltage: 220V Power Factor: 0.95 Lifetime: 50000H(L70) CCT: 3000K CRI: 85 SDCM: <5 Input Frequency: 50/60Hz Dimming: non-Dimmable Dimming Range: UGR: Glare Cut Angle: Beam Angle: 60deg. Rotation Angle: 355deg. Tilt Angle: 20deg. IP code: 20 IK code: Ambient Temperature Range: 5 - 35°C Surge Protection: 1kV Classification of Luminaries: Class Ⅱ THDi: <20% Effective Projected Area: Driver: External Cut Out Size: 125mm Dimensions: L137mm*H115mm Weight: 1.8 kg Body: ADC(White) Reflector: Diffuser: PMMA(Transparent) Trim: ADC(White) Caseing: Country of Origin: China Brand: Panasonic Remarks:
57 | 120 | NNV74809WE1A ¦ Sản phẩm ¦ Việt Nam ¦ Panasonic Lighting | NNV74809WE1A |  | Đèn Down Light | Đèn Down Light điều chỉnh được | Ex-F | {"type_of_luminaire": "Downlight", "type_of_light_source": "LED", "power_input": "34W", "system_lumen_output": "3085 lm", "system_efficacy": "91 lm/W", "power_voltage": "220V", "power_factor": "0.95", "lifetime": "50000H(L70)", "cct": "3000K", "cri": "85", "sdcm": "<5", "input_frequency": "50/60Hz", "dimming": "non-Dimmable", "beam_angle": "13deg.", "rotation_angle": "355deg.", "tilt_angle": "20deg.", "ip_code": "20", "ambient_temperature_range": "5 - 35°C", "surge_protection": "1kV", "classification_of_luminaries": "Class Ⅱ", "thdi": "<20%", "driver": "External", "cut_out_size": "125mm", "dimensions": "L137mm*H150mm", "weight": "2.2 kg", "body": "ADC(White)", "diffuser": "PMMA(Transparent)", "trim": "ADC(White)", "country_of_origin": "China", "brand": "Panasonic"} |  |  | https://panasonic.net/electricworks/lighting/vn/products/pspec.php?id=G00025511 | https://panasonic.net/electricworks/shared_data/spec/img/ch_21100062-MP.jpg |  |  |  | Type of Luminaire: Downlight Set Model No.: NNV74809WE1A Type of Luminaire: Downlight Set Model No.: NNV74809WE1A Type of Light Source: LED Power Input: 34W System Lumen Output: 3085 lm System Efficacy: 91 lm/W Power Voltage: 220V Power Factor: 0.95 Lifetime: 50000H(L70) CCT: 3000K CRI: 85 SDCM: <5 Input Frequency: 50/60Hz Dimming: non-Dimmable Dimming Range: UGR: Glare Cut Angle: Beam Angle: 13deg. Rotation Angle: 355deg. Tilt Angle: 20deg. IP code: 20 IK code: Ambient Temperature Range: 5 - 35°C Surge Protection: 1kV Classification of Luminaries: Class Ⅱ THDi: <20% Effective Projected Area: Driver: External Cut Out Size: 125mm Dimensions: L137mm*H150mm Weight: 2.2 kg Body: ADC(White) Reflector: Diffuser: PMMA(Transparent) Trim: ADC(White) Caseing: Country of Origin: China Brand: Panasonic Remarks:
58 | 121 | NNV74810WE1A ¦ Sản phẩm ¦ Việt Nam ¦ Panasonic Lighting | NNV74810WE1A |  | Đèn Down Light | Đèn Down Light điều chỉnh được | Ex-F | {"type_of_luminaire": "Downlight", "type_of_light_source": "LED", "power_input": "34W", "system_lumen_output": "3250 lm", "system_efficacy": "96 lm/W", "power_voltage": "220V", "power_factor": "0.95", "lifetime": "50000H(L70)", "cct": "3000K", "cri": "85", "sdcm": "<5", "input_frequency": "50/60Hz", "dimming": "non-Dimmable", "beam_angle": "25deg.", "rotation_angle": "355deg.", "tilt_angle": "20deg.", "ip_code": "20", "ambient_temperature_range": "5 - 35°C", "surge_protection": "1kV", "classification_of_luminaries": "Class Ⅱ", "thdi": "<20%", "driver": "External", "cut_out_size": "125mm", "dimensions": "L137mm*H150mm", "weight": "2.2 kg", "body": "ADC(White)", "diffuser": "PMMA(Transparent)", "trim": "ADC(White)", "country_of_origin": "China", "brand": "Panasonic"} |  |  | https://panasonic.net/electricworks/lighting/vn/products/pspec.php?id=G00025512 | https://panasonic.net/electricworks/shared_data/spec/img/ch_21100062-MP.jpg |  |  |  | Type of Luminaire: Downlight Set Model No.: NNV74810WE1A Type of Luminaire: Downlight Set Model No.: NNV74810WE1A Type of Light Source: LED Power Input: 34W System Lumen Output: 3250 lm System Efficacy: 96 lm/W Power Voltage: 220V Power Factor: 0.95 Lifetime: 50000H(L70) CCT: 3000K CRI: 85 SDCM: <5 Input Frequency: 50/60Hz Dimming: non-Dimmable Dimming Range: UGR: Glare Cut Angle: Beam Angle: 25deg. Rotation Angle: 355deg. Tilt Angle: 20deg. IP code: 20 IK code: Ambient Temperature Range: 5 - 35°C Surge Protection: 1kV Classification of Luminaries: Class Ⅱ THDi: <20% Effective Projected Area: Driver: External Cut Out Size: 125mm Dimensions: L137mm*H150mm Weight: 2.2 kg Body: ADC(White) Reflector: Diffuser: PMMA(Transparent) Trim: ADC(White) Caseing: Country of Origin: China Brand: Panasonic Remarks:

## Đèn Base Light
STT | Product_ID | Tên sản phẩm | Mã Sản Phẩm | Mã SAP | category 1 | category 2 | category 3 | Tags | Giá | Giá đối chiếu | Link sản phẩm | Link ảnh sản phẩm | Link mua hàng online | Tóm tắt TSKT | Tóm tắt ưu điểm, tính năng | Thông số kỹ thuật | Link file HDSD | VD HDSD | Nội dung Ưu điểm SP
1 | 29 | NNFC70600LE88 ¦ Sản phẩm ¦ Việt Nam ¦ Panasonic Lighting | NNFC70600LE88 |  | Đèn Base Light | Đèn Base Light tiêu chuẩn (Pro) | Ex 2G | {"type_of_luminaire": "Baselight", "type_of_light_source": "LED", "power_input": "36W", "system_lumen_output": "3900 lm", "system_efficacy": "108 lm/W", "power_voltage": "220-240V", "power_factor": "0.9", "lifetime": "50000H(L70)", "cct": "3000K", "cri": "80", "sdcm": "<5", "input_frequency": "50/60Hz", "dimming": "non-Dimmable", "ip_code": "20", "ambient_temperature_range": "5 - 35°C", "surge_protection": "2kV", "classification_of_luminaries": "Class Ⅱ", "thdi": "<10%", "driver": "External", "dimensions": "W595mm*L595mm*H35mm", "weight": "2 kg", "body": "SPCC(White)", "diffuser": "PS(Frost)", "trim": "Aluminium(White)", "country_of_origin": "China", "brand": "Panasonic"} |  |  | https://panasonic.net/electricworks/lighting/vn/products/pspec.php?id=G00024475 | https://panasonic.net/electricworks/shared_data/spec/img/ch_21100010-MP.jpg |  |  |  | Type of Luminaire: Baselight Set Model No.: NNFC70600LE88 Type of Luminaire: Baselight Set Model No.: NNFC70600LE88 Type of Light Source: LED Power Input: 36W System Lumen Output: 3900 lm System Efficacy: 108 lm/W Power Voltage: 220-240V Power Factor: 0.9 Lifetime: 50000H(L70) CCT: 3000K CRI: 80 SDCM: <5 Input Frequency: 50/60Hz Dimming: non-Dimmable Dimming Range: UGR: Glare Cut Angle: Beam Angle: Rotation Angle: Tilt Angle: IP code: 20 IK code: Ambient Temperature Range: 5 - 35°C Surge Protection: 2kV Classification of Luminaries: Class Ⅱ THDi: <10% Effective Projected Area: Driver: External Cut Out Size: Dimensions: W595mm*L595mm*H35mm Weight: 2 kg Body: SPCC(White) Reflector: Diffuser: PS(Frost) Trim: Aluminium(White) Caseing: Country of Origin: China Brand: Panasonic Remarks:
2 | 30 | NNFC70650LE88 ¦ Sản phẩm ¦ Việt Nam ¦ Panasonic Lighting | NNFC70650LE88 |  | Đèn Base Light | Đèn Base Light tiêu chuẩn (Pro) | Ex 2G | {"type_of_luminaire": "Baselight", "type_of_light_source": "LED", "power_input": "36W", "system_lumen_output": "3900 lm", "system_efficacy": "108 lm/W", "power_voltage": "220-240V", "power_factor": "0.9", "lifetime": "50000H(L70)", "cct": "4000K", "cri": "80", "sdcm": "<5", "input_frequency": "50/60Hz", "dimming": "non-Dimmable", "ip_code": "20", "ambient_temperature_range": "5 - 35°C", "surge_protection": "2kV", "classification_of_luminaries": "Class Ⅱ", "thdi": "<10%", "driver": "External", "dimensions": "W595mm*L595mm*H35mm", "weight": "2 kg", "body": "SPCC(White)", "diffuser": "PS(Frost)", "trim": "Aluminium(White)", "country_of_origin": "China", "brand": "Panasonic"} |  |  | https://panasonic.net/electricworks/lighting/vn/products/pspec.php?id=G00024476 | https://panasonic.net/electricworks/shared_data/spec/img/ch_21100010-MP.jpg |  |  |  | Type of Luminaire: Baselight Set Model No.: NNFC70650LE88 Type of Luminaire: Baselight Set Model No.: NNFC70650LE88 Type of Light Source: LED Power Input: 36W System Lumen Output: 3900 lm System Efficacy: 108 lm/W Power Voltage: 220-240V Power Factor: 0.9 Lifetime: 50000H(L70) CCT: 4000K CRI: 80 SDCM: <5 Input Frequency: 50/60Hz Dimming: non-Dimmable Dimming Range: UGR: Glare Cut Angle: Beam Angle: Rotation Angle: Tilt Angle: IP code: 20 IK code: Ambient Temperature Range: 5 - 35°C Surge Protection: 2kV Classification of Luminaries: Class Ⅱ THDi: <10% Effective Projected Area: Driver: External Cut Out Size: Dimensions: W595mm*L595mm*H35mm Weight: 2 kg Body: SPCC(White) Reflector: Diffuser: PS(Frost) Trim: Aluminium(White) Caseing: Country of Origin: China Brand: Panasonic Remarks:
3 | 31 | NNFC70660LE88 ¦ Sản phẩm ¦ Việt Nam ¦ Panasonic Lighting | NNFC70660LE88 |  | Đèn Base Light | Đèn Base Light tiêu chuẩn (Pro) | Ex 2G | {"type_of_luminaire": "Baselight", "type_of_light_source": "LED", "power_input": "36W", "system_lumen_output": "3900 lm", "system_efficacy": "108 lm/W", "power_voltage": "220-240V", "power_factor": "0.9", "lifetime": "50000H(L70)", "cct": "6500K", "cri": "80", "sdcm": "<5", "input_frequency": "50/60Hz", "dimming": "non-Dimmable", "ip_code": "20", "ambient_temperature_range": "5 - 35°C", "surge_protection": "2kV", "classification_of_luminaries": "Class Ⅱ", "thdi": "<10%", "driver": "External", "dimensions": "W595mm*L595mm*H35mm", "weight": "2 kg", "body": "SPCC(White)", "diffuser": "PS(Frost)", "trim": "Aluminium(White)", "country_of_origin": "China", "brand": "Panasonic"} |  |  | https://panasonic.net/electricworks/lighting/vn/products/pspec.php?id=G00024477 | https://panasonic.net/electricworks/shared_data/spec/img/ch_21100010-MP.jpg |  |  |  | Type of Luminaire: Baselight Set Model No.: NNFC70660LE88 Type of Luminaire: Baselight Set Model No.: NNFC70660LE88 Type of Light Source: LED Power Input: 36W System Lumen Output: 3900 lm System Efficacy: 108 lm/W Power Voltage: 220-240V Power Factor: 0.9 Lifetime: 50000H(L70) CCT: 6500K CRI: 80 SDCM: <5 Input Frequency: 50/60Hz Dimming: non-Dimmable Dimming Range: UGR: Glare Cut Angle: Beam Angle: Rotation Angle: Tilt Angle: IP code: 20 IK code: Ambient Temperature Range: 5 - 35°C Surge Protection: 2kV Classification of Luminaries: Class Ⅱ THDi: <10% Effective Projected Area: Driver: External Cut Out Size: Dimensions: W595mm*L595mm*H35mm Weight: 2 kg Body: SPCC(White) Reflector: Diffuser: PS(Frost) Trim: Aluminium(White) Caseing: Country of Origin: China Brand: Panasonic Remarks:
4 | 32 | NNFC70601LE88 ¦ Sản phẩm ¦ Việt Nam ¦ Panasonic Lighting | NNFC70601LE88 |  | Đèn Base Light | Đèn Base Light tiêu chuẩn (Pro) | Ex 2G | {"type_of_luminaire": "Baselight", "type_of_light_source": "LED", "power_input": "36W", "system_lumen_output": "4400 lm", "system_efficacy": "122 lm/W", "power_voltage": "220-240V", "power_factor": "0.9", "lifetime": "50000H(L70)", "cct": "3000K", "cri": "80", "input_frequency": "50/60Hz", "dimming": "non-Dimmable", "ip_code": "20", "ambient_temperature_range": "5 - 35°C", "classification_of_luminaries": "Class Ⅱ", "thdi": "<10%", "driver": "External", "dimensions": "W595mm*L595mm*H35mm", "weight": "2 kg", "body": "SPCC(White)", "diffuser": "PS(Frost)", "trim": "Aluminium(White)", "country_of_origin": "China", "brand": "Panasonic"} |  |  | https://panasonic.net/electricworks/lighting/vn/products/pspec.php?id=G00024478 | https://panasonic.net/electricworks/shared_data/spec/img/ch_21100010-MP.jpg |  |  |  | Type of Luminaire: Baselight Set Model No.: NNFC70601LE88 Type of Luminaire: Baselight Set Model No.: NNFC70601LE88 Type of Light Source: LED Power Input: 36W System Lumen Output: 4400 lm System Efficacy: 122 lm/W Power Voltage: 220-240V Power Factor: 0.9 Lifetime: 50000H(L70) CCT: 3000K CRI: 80 SDCM: Input Frequency: 50/60Hz Dimming: non-Dimmable Dimming Range: UGR: Glare Cut Angle: Beam Angle: Rotation Angle: Tilt Angle: IP code: 20 IK code: Ambient Temperature Range: 5 - 35°C Surge Protection: Classification of Luminaries: Class Ⅱ THDi: <10% Effective Projected Area: Driver: External Cut Out Size: Dimensions: W595mm*L595mm*H35mm Weight: 2 kg Body: SPCC(White) Reflector: Diffuser: PS(Frost) Trim: Aluminium(White) Caseing: Country of Origin: China Brand: Panasonic Remarks:
5 | 33 | NNFC70651LE88 ¦ Sản phẩm ¦ Việt Nam ¦ Panasonic Lighting | NNFC70651LE88 |  | Đèn Base Light | Đèn Base Light tiêu chuẩn (Pro) | Ex 2G | {"type_of_luminaire": "Baselight", "type_of_light_source": "LED", "power_input": "36W", "system_lumen_output": "4400 lm", "system_efficacy": "122 lm/W", "power_voltage": "220-240V", "power_factor": "0.9", "lifetime": "50000H(L70)", "cct": "4000K", "cri": "80", "input_frequency": "50/60Hz", "dimming": "non-Dimmable", "ip_code": "20", "ambient_temperature_range": "5 - 35°C", "classification_of_luminaries": "Class Ⅱ", "thdi": "<10%", "driver": "External", "dimensions": "W595mm*L595mm*H35mm", "weight": "2 kg", "body": "SPCC(White)", "diffuser": "PS(Frost)", "trim": "Aluminium(White)", "country_of_origin": "China", "brand": "Panasonic"} |  |  | https://panasonic.net/electricworks/lighting/vn/products/pspec.php?id=G00024479 | https://panasonic.net/electricworks/shared_data/spec/img/ch_21100010-MP.jpg |  |  |  | Type of Luminaire: Baselight Set Model No.: NNFC70651LE88 Type of Luminaire: Baselight Set Model No.: NNFC70651LE88 Type of Light Source: LED Power Input: 36W System Lumen Output: 4400 lm System Efficacy: 122 lm/W Power Voltage: 220-240V Power Factor: 0.9 Lifetime: 50000H(L70) CCT: 4000K CRI: 80 SDCM: Input Frequency: 50/60Hz Dimming: non-Dimmable Dimming Range: UGR: Glare Cut Angle: Beam Angle: Rotation Angle: Tilt Angle: IP code: 20 IK code: Ambient Temperature Range: 5 - 35°C Surge Protection: Classification of Luminaries: Class Ⅱ THDi: <10% Effective Projected Area: Driver: External Cut Out Size: Dimensions: W595mm*L595mm*H35mm Weight: 2 kg Body: SPCC(White) Reflector: Diffuser: PS(Frost) Trim: Aluminium(White) Caseing: Country of Origin: China Brand: Panasonic Remarks:
6 | 34 | NNFC70661LE88 ¦ Sản phẩm ¦ Việt Nam ¦ Panasonic Lighting | NNFC70661LE88 |  | Đèn Base Light | Đèn Base Light tiêu chuẩn (Pro) | Ex 2G | {"type_of_luminaire": "Baselight", "type_of_light_source": "LED", "power_input": "36W", "system_lumen_output": "4400 lm", "system_efficacy": "122 lm/W", "power_voltage": "220-240V", "power_factor": "0.9", "lifetime": "50000H(L70)", "cct": "6500K", "cri": "80", "input_frequency": "50/60Hz", "dimming": "non-Dimmable", "ip_code": "20", "ambient_temperature_range": "5 - 35°C", "classification_of_luminaries": "Class Ⅱ", "thdi": "<10%", "driver": "External", "dimensions": "W595mm*L595mm*H35mm", "weight": "2 kg", "body": "SPCC(White)", "diffuser": "PS(Frost)", "trim": "Aluminium(White)", "country_of_origin": "China", "brand": "Panasonic", "certificates_standards": "CB / RoHs / CISPR15 / TISI / CR"} |  |  | https://panasonic.net/electricworks/lighting/vn/products/pspec.php?id=G00024480 | https://panasonic.net/electricworks/shared_data/spec/img/ch_21100010-MP.jpg |  |  |  | Type of Luminaire: Baselight Set Model No.: NNFC70661LE88 Type of Luminaire: Baselight Set Model No.: NNFC70661LE88 Type of Light Source: LED Power Input: 36W System Lumen Output: 4400 lm System Efficacy: 122 lm/W Power Voltage: 220-240V Power Factor: 0.9 Lifetime: 50000H(L70) CCT: 6500K CRI: 80 SDCM: Input Frequency: 50/60Hz Dimming: non-Dimmable Dimming Range: UGR: Glare Cut Angle: Beam Angle: Rotation Angle: Tilt Angle: IP code: 20 IK code: Ambient Temperature Range: 5 - 35°C Surge Protection: Classification of Luminaries: Class Ⅱ THDi: <10% Effective Projected Area: Driver: External Cut Out Size: Dimensions: W595mm*L595mm*H35mm Weight: 2 kg Body: SPCC(White) Reflector: Diffuser: PS(Frost) Trim: Aluminium(White) Caseing: Country of Origin: China Brand: Panasonic Remarks:
7 | 35 | NNFC70620LE88 ¦ Sản phẩm ¦ Việt Nam ¦ Panasonic Lighting | NNFC70620LE88 |  | Đèn Base Light | Đèn Base Light tiêu chuẩn (Pro) | Ex 2G | {"type_of_luminaire": "Baselight", "type_of_light_source": "LED", "power_input": "36W", "system_lumen_output": "3900 lm", "system_efficacy": "108 lm/W", "power_voltage": "220-240V", "power_factor": "0.9", "lifetime": "50000H(L70)", "cct": "3000K", "cri": "80", "sdcm": "<5", "input_frequency": "50/60Hz", "dimming": "non-Dimmable", "ip_code": "20", "ambient_temperature_range": "5 - 35°C", "surge_protection": "2kV", "classification_of_luminaries": "Class Ⅱ", "thdi": "<10%", "driver": "External", "dimensions": "W295mm*L1195mm*H35mm", "weight": "2 kg", "body": "SPCC(White)", "diffuser": "PS(Frost)", "trim": "Aluminium(White)", "country_of_origin": "China", "brand": "Panasonic", "certificates_standards": "CB / RoHs / CISPR15 / TISI / CR"} |  |  | https://panasonic.net/electricworks/lighting/vn/products/pspec.php?id=G00024484 | https://panasonic.net/electricworks/shared_data/spec/img/ch_21100009-MP.jpg |  |  |  | Type of Luminaire: Baselight Set Model No.: NNFC70620LE88 Type of Luminaire: Baselight Set Model No.: NNFC70620LE88 Type of Light Source: LED Power Input: 36W System Lumen Output: 3900 lm System Efficacy: 108 lm/W Power Voltage: 220-240V Power Factor: 0.9 Lifetime: 50000H(L70) CCT: 3000K CRI: 80 SDCM: <5 Input Frequency: 50/60Hz Dimming: non-Dimmable Dimming Range: UGR: Glare Cut Angle: Beam Angle: Rotation Angle: Tilt Angle: IP code: 20 IK code: Ambient Temperature Range: 5 - 35°C Surge Protection: 2kV Classification of Luminaries: Class Ⅱ THDi: <10% Effective Projected Area: Driver: External Cut Out Size: Dimensions: W295mm*L1195mm*H35mm Weight: 2 kg Body: SPCC(White) Reflector: Diffuser: PS(Frost) Trim: Aluminium(White) Caseing: Country of Origin: China Brand: Panasonic Remarks:
8 | 36 | NNFC70670LE88 ¦ Sản phẩm ¦ Việt Nam ¦ Panasonic Lighting | NNFC70670LE88 |  | Đèn Base Light | Đèn Base Light tiêu chuẩn (Pro) | Ex 2G | {"type_of_luminaire": "Baselight", "type_of_light_source": "LED", "power_input": "36W", "system_lumen_output": "3900 lm", "system_efficacy": "108 lm/W", "power_voltage": "220-240V", "power_factor": "0.9", "lifetime": "50000H(L70)", "cct": "4000K", "cri": "80", "sdcm": "<5", "input_frequency": "50/60Hz", "dimming": "non-Dimmable", "ip_code": "20", "ambient_temperature_range": "5 - 35°C", "surge_protection": "2kV", "classification_of_luminaries": "Class Ⅱ", "thdi": "<10%", "driver": "External", "dimensions": "W295mm*L1195mm*H35mm", "weight": "2 kg", "body": "SPCC(White)", "diffuser": "PS(Frost)", "trim": "Aluminium(White)", "country_of_origin": "China", "brand": "Panasonic"} |  |  | https://panasonic.net/electricworks/lighting/vn/products/pspec.php?id=G00024485 | https://panasonic.net/electricworks/shared_data/spec/img/ch_21100009-MP.jpg |  |  |  | Type of Luminaire: Baselight Set Model No.: NNFC70670LE88 Type of Luminaire: Baselight Set Model No.: NNFC70670LE88 Type of Light Source: LED Power Input: 36W System Lumen Output: 3900 lm System Efficacy: 108 lm/W Power Voltage: 220-240V Power Factor: 0.9 Lifetime: 50000H(L70) CCT: 4000K CRI: 80 SDCM: <5 Input Frequency: 50/60Hz Dimming: non-Dimmable Dimming Range: UGR: Glare Cut Angle: Beam Angle: Rotation Angle: Tilt Angle: IP code: 20 IK code: Ambient Temperature Range: 5 - 35°C Surge Protection: 2kV Classification of Luminaries: Class Ⅱ THDi: <10% Effective Projected Area: Driver: External Cut Out Size: Dimensions: W295mm*L1195mm*H35mm Weight: 2 kg Body: SPCC(White) Reflector: Diffuser: PS(Frost) Trim: Aluminium(White) Caseing: Country of Origin: China Brand: Panasonic Remarks:
9 | 37 | NNFC70680LE88 ¦ Sản phẩm ¦ Việt Nam ¦ Panasonic Lighting | NNFC70680LE88 |  | Đèn Base Light | Đèn Base Light tiêu chuẩn (Pro) | Ex 2G | {"type_of_luminaire": "Baselight", "type_of_light_source": "LED", "power_input": "36W", "system_lumen_output": "3900 lm", "system_efficacy": "108 lm/W", "power_voltage": "220-240V", "power_factor": "0.9", "lifetime": "50000H(L70)", "cct": "6500K", "cri": "80", "sdcm": "<5", "input_frequency": "50/60Hz", "dimming": "non-Dimmable", "ip_code": "20", "ambient_temperature_range": "5 - 35°C", "surge_protection": "2kV", "classification_of_luminaries": "Class Ⅱ", "thdi": "<10%", "driver": "External", "dimensions": "W295mm*L1195mm*H35mm", "weight": "2 kg", "body": "SPCC(White)", "diffuser": "PS(Frost)", "trim": "Aluminium(White)", "country_of_origin": "China", "brand": "Panasonic"} |  |  | https://panasonic.net/electricworks/lighting/vn/products/pspec.php?id=G00024486 | https://panasonic.net/electricworks/shared_data/spec/img/ch_21100009-MP.jpg |  |  |  | Type of Luminaire: Baselight Set Model No.: NNFC70680LE88 Type of Luminaire: Baselight Set Model No.: NNFC70680LE88 Type of Light Source: LED Power Input: 36W System Lumen Output: 3900 lm System Efficacy: 108 lm/W Power Voltage: 220-240V Power Factor: 0.9 Lifetime: 50000H(L70) CCT: 6500K CRI: 80 SDCM: <5 Input Frequency: 50/60Hz Dimming: non-Dimmable Dimming Range: UGR: Glare Cut Angle: Beam Angle: Rotation Angle: Tilt Angle: IP code: 20 IK code: Ambient Temperature Range: 5 - 35°C Surge Protection: 2kV Classification of Luminaries: Class Ⅱ THDi: <10% Effective Projected Area: Driver: External Cut Out Size: Dimensions: W295mm*L1195mm*H35mm Weight: 2 kg Body: SPCC(White) Reflector: Diffuser: PS(Frost) Trim: Aluminium(White) Caseing: Country of Origin: China Brand: Panasonic Remarks:
10 | 38 | NNFC70621LE88 ¦ Sản phẩm ¦ Việt Nam ¦ Panasonic Lighting |  |  | Đèn Base Light | Đèn Base Light tiêu chuẩn (Pro) | Ex 2G |  |  |  | https://panasonic.net/electricworks/lighting/vn/products/pspec.php?id=G00024487 | https://panasonic.net/electricworks/shared_data/spec/img/ch_21100009-MP.jpg |  |  |  | Type of Luminaire: Baselight Set Model No.: NNFC70621LE88 Type of Luminaire: Baselight Set Model No.: NNFC70621LE88 Type of Light Source: LED Power Input: 36W System Lumen Output: 4400 lm System Efficacy: 122 lm/W Power Voltage: 220-240V Power Factor: 0.9 Lifetime: 50000H(L70) CCT: 3000K CRI: 80 SDCM: Input Frequency: 50/60Hz Dimming: non-Dimmable Dimming Range: UGR: Glare Cut Angle: Beam Angle: Rotation Angle: Tilt Angle: IP code: 20 IK code: Ambient Temperature Range: 5 - 35°C Surge Protection: Classification of Luminaries: Class Ⅱ THDi: <10% Effective Projected Area: Driver: External Cut Out Size: Dimensions: W295mm*L1195mm*H35mm Weight: 2 kg Body: SPCC(White) Reflector: Diffuser: PS(Frost) Trim: Aluminium(White) Caseing: Country of Origin: China Brand: Panasonic Remarks:
11 | 39 | NNFC70600DZ88 ¦ Sản phẩm ¦ Việt Nam ¦ Panasonic Lighting | NNFC70600DZ88 |  | Đèn Base Light | Đèn Base Light DALI | Ex 2G | {"type_of_luminaire": "Baselight", "type_of_light_source": "LED", "power_input": "36W", "system_lumen_output": "3900 lm", "system_efficacy": "108 lm/W", "power_voltage": "220-240V", "power_factor": "0.9", "lifetime": "50000H(L70)", "cct": "3000K", "cri": "80", "sdcm": "<5", "input_frequency": "50/60Hz", "dimming": "Dimmable", "dimming_range": "1-100%", "ip_code": "20", "ambient_temperature_range": "5 - 35°C", "surge_protection": "2kV", "classification_of_luminaries": "Class Ⅱ", "thdi": "<10%", "driver": "External", "dimensions": "W595mm*L595mm*H35mm", "weight": "2 kg", "body": "SPCC(White)", "diffuser": "PS(Frost)", "trim": "Aluminium(White)", "country_of_origin": "China", "brand": "Panasonic"} |  |  | https://panasonic.net/electricworks/lighting/vn/products/pspec.php?id=G00024493 | https://panasonic.net/electricworks/shared_data/spec/img/ch_21100010-MP.jpg |  |  |  | Type of Luminaire: Baselight Set Model No.: NNFC70600DZ88 Type of Luminaire: Baselight Set Model No.: NNFC70600DZ88 Type of Light Source: LED Power Input: 36W System Lumen Output: 3900 lm System Efficacy: 108 lm/W Power Voltage: 220-240V Power Factor: 0.9 Lifetime: 50000H(L70) CCT: 3000K CRI: 80 SDCM: <5 Input Frequency: 50/60Hz Dimming: Dimmable Dimming Range: 1-100% UGR: Glare Cut Angle: Beam Angle: Rotation Angle: Tilt Angle: IP code: 20 IK code: Ambient Temperature Range: 5 - 35°C Surge Protection: 2kV Classification of Luminaries: Class Ⅱ THDi: <10% Effective Projected Area: Driver: External Cut Out Size: Dimensions: W595mm*L595mm*H35mm Weight: 2 kg Body: SPCC(White) Reflector: Diffuser: PS(Frost) Trim: Aluminium(White) Caseing: Country of Origin: China Brand: Panasonic Remarks:
12 | 40 | NNFC70650DZ88 ¦ Sản phẩm ¦ Việt Nam ¦ Panasonic Lighting | NNFC70650DZ88 |  | Đèn Base Light | Đèn Base Light DALI | Ex 2G | {"type_of_luminaire": "Baselight", "type_of_light_source": "LED", "power_input": "36W", "system_lumen_output": "3900 lm", "system_efficacy": "108 lm/W", "power_voltage": "220-240V", "power_factor": "0.9", "lifetime": "50000H(L70)", "cct": "4000K", "cri": "80", "sdcm": "<5", "input_frequency": "50/60Hz", "dimming": "Dimmable", "dimming_range": "1-100%", "ip_code": "20", "ambient_temperature_range": "5 - 35°C", "surge_protection": "2kV", "classification_of_luminaries": "Class Ⅱ", "thdi": "<10%", "driver": "External", "dimensions": "W595mm*L595mm*H35mm", "weight": "2 kg", "body": "SPCC(White)", "diffuser": "PS(Frost)", "trim": "Aluminium(White)", "country_of_origin": "China", "brand": "Panasonic"} |  |  | https://panasonic.net/electricworks/lighting/vn/products/pspec.php?id=G00024494 | https://panasonic.net/electricworks/shared_data/spec/img/ch_21100010-MP.jpg |  |  |  | Type of Luminaire: Baselight Set Model No.: NNFC70650DZ88 Type of Luminaire: Baselight Set Model No.: NNFC70650DZ88 Type of Light Source: LED Power Input: 36W System Lumen Output: 3900 lm System Efficacy: 108 lm/W Power Voltage: 220-240V Power Factor: 0.9 Lifetime: 50000H(L70) CCT: 4000K CRI: 80 SDCM: <5 Input Frequency: 50/60Hz Dimming: Dimmable Dimming Range: 1-100% UGR: Glare Cut Angle: Beam Angle: Rotation Angle: Tilt Angle: IP code: 20 IK code: Ambient Temperature Range: 5 - 35°C Surge Protection: 2kV Classification of Luminaries: Class Ⅱ THDi: <10% Effective Projected Area: Driver: External Cut Out Size: Dimensions: W595mm*L595mm*H35mm Weight: 2 kg Body: SPCC(White) Reflector: Diffuser: PS(Frost) Trim: Aluminium(White) Caseing: Country of Origin: China Brand: Panasonic Remarks:
13 | 41 | NNFC70660DZ88 ¦ Sản phẩm ¦ Việt Nam ¦ Panasonic Lighting | NNFC70660DZ88 |  | Đèn Base Light | Đèn Base Light DALI | Ex 2G | {"type_of_luminaire": "Baselight", "type_of_light_source": "LED", "power_input": "36W", "system_lumen_output": "3900 lm", "system_efficacy": "108 lm/W", "power_voltage": "220-240V", "power_factor": "0.9", "lifetime": "50000H(L70)", "cct": "6500K", "cri": "80", "sdcm": "<5", "input_frequency": "50/60Hz", "dimming": "Dimmable", "dimming_range": "1-100%", "ip_code": "20", "ambient_temperature_range": "5 - 35°C", "surge_protection": "2kV", "classification_of_luminaries": "Class Ⅱ", "thdi": "<10%", "driver": "External", "dimensions": "W595mm*L595mm*H35mm", "weight": "2 kg", "body": "SPCC(White)", "diffuser": "PS(Frost)", "trim": "Aluminium(White)", "country_of_origin": "China", "brand": "Panasonic"} |  |  | https://panasonic.net/electricworks/lighting/vn/products/pspec.php?id=G00024495 | https://panasonic.net/electricworks/shared_data/spec/img/ch_21100010-MP.jpg |  |  |  | Type of Luminaire: Baselight Set Model No.: NNFC70660DZ88 Type of Luminaire: Baselight Set Model No.: NNFC70660DZ88 Type of Light Source: LED Power Input: 36W System Lumen Output: 3900 lm System Efficacy: 108 lm/W Power Voltage: 220-240V Power Factor: 0.9 Lifetime: 50000H(L70) CCT: 6500K CRI: 80 SDCM: <5 Input Frequency: 50/60Hz Dimming: Dimmable Dimming Range: 1-100% UGR: Glare Cut Angle: Beam Angle: Rotation Angle: Tilt Angle: IP code: 20 IK code: Ambient Temperature Range: 5 - 35°C Surge Protection: 2kV Classification of Luminaries: Class Ⅱ THDi: <10% Effective Projected Area: Driver: External Cut Out Size: Dimensions: W595mm*L595mm*H35mm Weight: 2 kg Body: SPCC(White) Reflector: Diffuser: PS(Frost) Trim: Aluminium(White) Caseing: Country of Origin: China Brand: Panasonic Remarks:
14 | 42 | NNFC70601DZ88 ¦ Sản phẩm ¦ Việt Nam ¦ Panasonic Lighting | NNFC70601DZ88 |  | Đèn Base Light | Đèn Base Light DALI | Ex 2G | {"type_of_luminaire": "Baselight", "type_of_light_source": "LED", "power_input": "36W", "system_lumen_output": "4400 lm", "system_efficacy": "122 lm/W", "power_voltage": "220-240V", "power_factor": "0.9", "lifetime": "50000H(L70)", "cct": "3000K", "cri": "80", "sdcm": "<5", "input_frequency": "50/60Hz", "dimming": "Dimmable", "dimming_range": "1-100%", "ip_code": "20", "ambient_temperature_range": "5 - 35°C", "surge_protection": "2kV", "classification_of_luminaries": "Class Ⅱ", "thdi": "<10%", "driver": "External", "dimensions": "W595mm*L595mm*H35mm", "weight": "2 kg", "body": "SPCC(White)", "diffuser": "PS(Frost)", "trim": "Aluminium(White)", "country_of_origin": "China", "brand": "Panasonic"} |  |  | https://panasonic.net/electricworks/lighting/vn/products/pspec.php?id=G00024496 | https://panasonic.net/electricworks/shared_data/spec/img/ch_21100010-MP.jpg |  |  |  | Type of Luminaire: Baselight Set Model No.: NNFC70601DZ88 Type of Luminaire: Baselight Set Model No.: NNFC70601DZ88 Type of Light Source: LED Power Input: 36W System Lumen Output: 4400 lm System Efficacy: 122 lm/W Power Voltage: 220-240V Power Factor: 0.9 Lifetime: 50000H(L70) CCT: 3000K CRI: 80 SDCM: <5 Input Frequency: 50/60Hz Dimming: Dimmable Dimming Range: 1-100% UGR: Glare Cut Angle: Beam Angle: Rotation Angle: Tilt Angle: IP code: 20 IK code: Ambient Temperature Range: 5 - 35°C Surge Protection: 2kV Classification of Luminaries: Class Ⅱ THDi: <10% Effective Projected Area: Driver: External Cut Out Size: Dimensions: W595mm*L595mm*H35mm Weight: 2 kg Body: SPCC(White) Reflector: Diffuser: PS(Frost) Trim: Aluminium(White) Caseing: Country of Origin: China Brand: Panasonic Remarks:
15 | 43 | NNFC70651DZ88 ¦ Sản phẩm ¦ Việt Nam ¦ Panasonic Lighting | NNFC70651DZ88 |  | Đèn Base Light | Đèn Base Light DALI | Ex 2G | {"type_of_luminaire": "Baselight", "type_of_light_source": "LED", "power_input": "36W", "system_lumen_output": "4400 lm", "system_efficacy": "122 lm/W", "power_voltage": "220-240V", "power_factor": "0.9", "lifetime": "50000H(L70)", "cct": "4000K", "cri": "80", "sdcm": "<5", "input_frequency": "50/60Hz", "dimming": "Dimmable", "dimming_range": "1-100%", "ip_code": "20", "ambient_temperature_range": "5 - 35°C", "surge_protection": "2kV", "classification_of_luminaries": "Class Ⅱ", "thdi": "<10%", "driver": "External", "dimensions": "W595mm*L595mm*H35mm", "weight": "2 kg", "body": "SPCC(White)", "diffuser": "PS(Frost)", "trim": "Aluminium(White)", "country_of_origin": "China", "brand": "Panasonic", "certificates_standards": "CB / RoHs / CISPR15 / TISI / CR"} |  |  | https://panasonic.net/electricworks/lighting/vn/products/pspec.php?id=G00024497 | https://panasonic.net/electricworks/shared_data/spec/img/ch_21100010-MP.jpg |  |  |  | Type of Luminaire: Baselight Set Model No.: NNFC70651DZ88 Type of Luminaire: Baselight Set Model No.: NNFC70651DZ88 Type of Light Source: LED Power Input: 36W System Lumen Output: 4400 lm System Efficacy: 122 lm/W Power Voltage: 220-240V Power Factor: 0.9 Lifetime: 50000H(L70) CCT: 4000K CRI: 80 SDCM: <5 Input Frequency: 50/60Hz Dimming: Dimmable Dimming Range: 1-100% UGR: Glare Cut Angle: Beam Angle: Rotation Angle: Tilt Angle: IP code: 20 IK code: Ambient Temperature Range: 5 - 35°C Surge Protection: 2kV Classification of Luminaries: Class Ⅱ THDi: <10% Effective Projected Area: Driver: External Cut Out Size: Dimensions: W595mm*L595mm*H35mm Weight: 2 kg Body: SPCC(White) Reflector: Diffuser: PS(Frost) Trim: Aluminium(White) Caseing: Country of Origin: China Brand: Panasonic Remarks:
16 | 44 | NNFC70661DZ88 ¦ Sản phẩm ¦ Việt Nam ¦ Panasonic Lighting | NNFC70661DZ88 |  | Đèn Base Light | Đèn Base Light DALI | Ex 2G | {"type_of_luminaire": "Baselight", "type_of_light_source": "LED", "power_input": "36W", "system_lumen_output": "4400 lm", "system_efficacy": "122 lm/W", "power_voltage": "220-240V", "power_factor": "0.9", "lifetime": "50000H(L70)", "cct": "6500K", "cri": "80", "sdcm": "<5", "input_frequency": "50/60Hz", "dimming": "Dimmable", "dimming_range": "1-100%", "ip_code": "20", "ambient_temperature_range": "5 - 35°C", "surge_protection": "2kV", "classification_of_luminaries": "Class Ⅱ", "thdi": "<10%", "driver": "External", "dimensions": "W595mm*L595mm*H35mm", "weight": "2 kg", "body": "SPCC(White)", "diffuser": "PS(Frost)", "trim": "Aluminium(White)", "country_of_origin": "China", "brand": "Panasonic"} |  |  | https://panasonic.net/electricworks/lighting/vn/products/pspec.php?id=G00024498 | https://panasonic.net/electricworks/shared_data/spec/img/ch_21100010-MP.jpg |  |  |  | Type of Luminaire: Baselight Set Model No.: NNFC70661DZ88 Type of Luminaire: Baselight Set Model No.: NNFC70661DZ88 Type of Light Source: LED Power Input: 36W System Lumen Output: 4400 lm System Efficacy: 122 lm/W Power Voltage: 220-240V Power Factor: 0.9 Lifetime: 50000H(L70) CCT: 6500K CRI: 80 SDCM: <5 Input Frequency: 50/60Hz Dimming: Dimmable Dimming Range: 1-100% UGR: Glare Cut Angle: Beam Angle: Rotation Angle: Tilt Angle: IP code: 20 IK code: Ambient Temperature Range: 5 - 35°C Surge Protection: 2kV Classification of Luminaries: Class Ⅱ THDi: <10% Effective Projected Area: Driver: External Cut Out Size: Dimensions: W595mm*L595mm*H35mm Weight: 2 kg Body: SPCC(White) Reflector: Diffuser: PS(Frost) Trim: Aluminium(White) Caseing: Country of Origin: China Brand: Panasonic Remarks:
17 | 45 | NNFC70620DZ88 ¦ Sản phẩm ¦ Việt Nam ¦ Panasonic Lighting | NNFC70620DZ88 |  | Đèn Base Light | Đèn Base Light DALI | Ex 2G | {"type_of_luminaire": "Baselight", "type_of_light_source": "LED", "power_input": "36W", "system_lumen_output": "3900 lm", "system_efficacy": "108 lm/W", "power_voltage": "220-240V", "power_factor": "0.9", "lifetime": "50000H(L70)", "cct": "3000K", "cri": "80", "sdcm": "<5", "input_frequency": "50/60Hz", "dimming": "Dimmable", "dimming_range": "1-100%", "ip_code": "20", "ambient_temperature_range": "5 - 35°C", "surge_protection": "2kV", "classification_of_luminaries": "Class Ⅱ", "thdi": "<10%", "driver": "External", "dimensions": "W295mm*L1195mm*H35mm", "weight": "2 kg", "body": "SPCC(White)", "diffuser": "PS(Frost)", "trim": "Aluminium(White)", "country_of_origin": "China", "brand": "Panasonic"} |  |  | https://panasonic.net/electricworks/lighting/vn/products/pspec.php?id=G00024502 | https://panasonic.net/electricworks/shared_data/spec/img/ch_21100009-MP.jpg |  |  |  | Type of Luminaire: Baselight Set Model No.: NNFC70620DZ88 Type of Luminaire: Baselight Set Model No.: NNFC70620DZ88 Type of Light Source: LED Power Input: 36W System Lumen Output: 3900 lm System Efficacy: 108 lm/W Power Voltage: 220-240V Power Factor: 0.9 Lifetime: 50000H(L70) CCT: 3000K CRI: 80 SDCM: <5 Input Frequency: 50/60Hz Dimming: Dimmable Dimming Range: 1-100% UGR: Glare Cut Angle: Beam Angle: Rotation Angle: Tilt Angle: IP code: 20 IK code: Ambient Temperature Range: 5 - 35°C Surge Protection: 2kV Classification of Luminaries: Class Ⅱ THDi: <10% Effective Projected Area: Driver: External Cut Out Size: Dimensions: W295mm*L1195mm*H35mm Weight: 2 kg Body: SPCC(White) Reflector: Diffuser: PS(Frost) Trim: Aluminium(White) Caseing: Country of Origin: China Brand: Panasonic Remarks:
18 | 46 | NNFC70670DZ88 ¦ Sản phẩm ¦ Việt Nam ¦ Panasonic Lighting | NNFC70670DZ88 |  | Đèn Base Light | Đèn Base Light DALI | Ex 2G | {"type_of_luminaire": "Baselight", "type_of_light_source": "LED", "power_input": "36W", "system_lumen_output": "3900 lm", "system_efficacy": "108 lm/W", "power_voltage": "220-240V", "power_factor": "0.9", "lifetime": "50000H(L70)", "cct": "4000K", "cri": "80", "sdcm": "<5", "input_frequency": "50/60Hz", "dimming": "Dimmable", "dimming_range": "1-100%", "ip_code": "20", "ambient_temperature_range": "5 - 35°C", "surge_protection": "2kV", "classification_of_luminaries": "Class Ⅱ", "thdi": "<10%", "driver": "External", "dimensions": "W295mm*L1195mm*H35mm", "weight": "2 kg", "body": "SPCC(White)", "diffuser": "PS(Frost)", "trim": "Aluminium(White)", "country_of_origin": "China", "brand": "Panasonic"} |  |  | https://panasonic.net/electricworks/lighting/vn/products/pspec.php?id=G00024503 | https://panasonic.net/electricworks/shared_data/spec/img/ch_21100009-MP.jpg |  |  |  | Type of Luminaire: Baselight Set Model No.: NNFC70670DZ88 Type of Luminaire: Baselight Set Model No.: NNFC70670DZ88 Type of Light Source: LED Power Input: 36W System Lumen Output: 3900 lm System Efficacy: 108 lm/W Power Voltage: 220-240V Power Factor: 0.9 Lifetime: 50000H(L70) CCT: 4000K CRI: 80 SDCM: <5 Input Frequency: 50/60Hz Dimming: Dimmable Dimming Range: 1-100% UGR: Glare Cut Angle: Beam Angle: Rotation Angle: Tilt Angle: IP code: 20 IK code: Ambient Temperature Range: 5 - 35°C Surge Protection: 2kV Classification of Luminaries: Class Ⅱ THDi: <10% Effective Projected Area: Driver: External Cut Out Size: Dimensions: W295mm*L1195mm*H35mm Weight: 2 kg Body: SPCC(White) Reflector: Diffuser: PS(Frost) Trim: Aluminium(White) Caseing: Country of Origin: China Brand: Panasonic Remarks:
19 | 47 | NNFC70680DZ88 ¦ Sản phẩm ¦ Việt Nam ¦ Panasonic Lighting | NNFC70680DZ88 |  | Đèn Base Light | Đèn Base Light DALI | Ex 2G | {"type_of_luminaire": "Baselight", "type_of_light_source": "LED", "power_input": "36W", "system_lumen_output": "3900 lm", "system_efficacy": "108 lm/W", "power_voltage": "220-240V", "power_factor": "0.9", "lifetime": "50000H(L70)", "cct": "6500K", "cri": "80", "sdcm": "<5", "input_frequency": "50/60Hz", "dimming": "Dimmable", "dimming_range": "1-100%", "ip_code": "20", "ambient_temperature_range": "5 - 35°C", "surge_protection": "2kV", "classification_of_luminaries": "Class Ⅱ", "thdi": "<10%", "driver": "External", "dimensions": "W295mm*L1195mm*H35mm", "weight": "2 kg", "body": "SPCC(White)", "diffuser": "PS(Frost)", "trim": "Aluminium(White)", "country_of_origin": "China", "brand": "Panasonic", "certificates_standards": "RoHs / TISI"} |  |  | https://panasonic.net/electricworks/lighting/vn/products/pspec.php?id=G00024504 | https://panasonic.net/electricworks/shared_data/spec/img/ch_21100009-MP.jpg |  |  |  | Type of Luminaire: Baselight Set Model No.: NNFC70680DZ88 Type of Luminaire: Baselight Set Model No.: NNFC70680DZ88 Type of Light Source: LED Power Input: 36W System Lumen Output: 3900 lm System Efficacy: 108 lm/W Power Voltage: 220-240V Power Factor: 0.9 Lifetime: 50000H(L70) CCT: 6500K CRI: 80 SDCM: <5 Input Frequency: 50/60Hz Dimming: Dimmable Dimming Range: 1-100% UGR: Glare Cut Angle: Beam Angle: Rotation Angle: Tilt Angle: IP code: 20 IK code: Ambient Temperature Range: 5 - 35°C Surge Protection: 2kV Classification of Luminaries: Class Ⅱ THDi: <10% Effective Projected Area: Driver: External Cut Out Size: Dimensions: W295mm*L1195mm*H35mm Weight: 2 kg Body: SPCC(White) Reflector: Diffuser: PS(Frost) Trim: Aluminium(White) Caseing: Country of Origin: China Brand: Panasonic Remarks:
20 | 48 | NNFC70621DZ88 ¦ Sản phẩm ¦ Việt Nam ¦ Panasonic Lighting | NNFC70621DZ88 |  | Đèn Base Light | Đèn Base Light DALI | Ex 2G | {"type_of_luminaire": "Baselight", "type_of_light_source": "LED", "power_input": "36W", "system_lumen_output": "4400 lm", "system_efficacy": "122 lm/W", "power_voltage": "220-240V", "power_factor": "0.9", "lifetime": "50000H(L70)", "cct": "3000K", "cri": "80", "sdcm": "<5", "input_frequency": "50/60Hz", "dimming": "Dimmable", "dimming_range": "1-100%", "ip_code": "20", "ambient_temperature_range": "5 - 35°C", "surge_protection": "2kV", "classification_of_luminaries": "Class Ⅱ", "thdi": "<10%", "driver": "External", "dimensions": "W295mm*L1195mm*H35mm", "weight": "2 kg", "body": "SPCC(White)", "diffuser": "PS(Frost)", "trim": "Aluminium(White)", "country_of_origin": "China", "brand": "Panasonic"} |  |  | https://panasonic.net/electricworks/lighting/vn/products/pspec.php?id=G00024505 | https://panasonic.net/electricworks/shared_data/spec/img/ch_21100009-MP.jpg |  |  |  | Type of Luminaire: Baselight Set Model No.: NNFC70621DZ88 Type of Luminaire: Baselight Set Model No.: NNFC70621DZ88 Type of Light Source: LED Power Input: 36W System Lumen Output: 4400 lm System Efficacy: 122 lm/W Power Voltage: 220-240V Power Factor: 0.9 Lifetime: 50000H(L70) CCT: 3000K CRI: 80 SDCM: <5 Input Frequency: 50/60Hz Dimming: Dimmable Dimming Range: 1-100% UGR: Glare Cut Angle: Beam Angle: Rotation Angle: Tilt Angle: IP code: 20 IK code: Ambient Temperature Range: 5 - 35°C Surge Protection: 2kV Classification of Luminaries: Class Ⅱ THDi: <10% Effective Projected Area: Driver: External Cut Out Size: Dimensions: W295mm*L1195mm*H35mm Weight: 2 kg Body: SPCC(White) Reflector: Diffuser: PS(Frost) Trim: Aluminium(White) Caseing: Country of Origin: China Brand: Panasonic Remarks:
21 | 134 | NFV40240WE1A ¦ Sản phẩm ¦ Việt Nam ¦ Panasonic Lighting |  |  | Đèn Base Light | Dòng iD Pro | High Efficacy |  |  |  | https://panasonic.net/electricworks/lighting/vn/products/pspec.php?id=G00026048 | https://panasonic.net/electricworks/shared_data/spec/img/ch_22030006-MP.jpg |  |  |  | Type of Luminaire: Baselight Set Model No.: NFV40240WE1A Type of Luminaire: Baselight Set Model No.: NFV40240WE1A Type of Light Source: LED Power Input: 22W System Lumen Output: 4000 lm System Efficacy: 182 lm/W Power Voltage: 220-240V Power Factor: 0.95 Lifetime: 50000H(L70) CCT: 4000K CRI: 80 SDCM: <5 Input Frequency: 50/60Hz Dimming: non-Dimmable Dimming Range: UGR: Glare Cut Angle: Beam Angle: Rotation Angle: Tilt Angle: IP code: 20 IK code: Ambient Temperature Range: 5 - 35°C Surge Protection: 2kV Classification of Luminaries: Class Ⅰ THDi: <10% Effective Projected Area: Driver: Integrated Cut Out Size: Dimensions: W80mm*L1150mm*H55mm Weight: 1.6 kg Body: Steel (White) Reflector: Diffuser: PC(Frost) Trim: Caseing: Country of Origin: China Brand: Panasonic Remarks:
22 | 135 | NFV40241WE1A ¦ Sản phẩm ¦ Việt Nam ¦ Panasonic Lighting | NFV40241WE1A |  | Đèn Base Light | Dòng iD Pro | High Efficacy | {"type_of_luminaire": "Baselight", "type_of_light_source": "LED", "power_input": "22W", "system_lumen_output": "4000 lm", "system_efficacy": "182 lm/W", "power_voltage": "220-240V", "power_factor": "0.95", "lifetime": "50000H(L70)", "cct": "4000K", "cri": "80", "sdcm": "<5", "input_frequency": "50/60Hz", "dimming": "non-Dimmable", "ip_code": "20", "ambient_temperature_range": "5 - 35°C", "surge_protection": "2kV", "classification_of_luminaries": "Class Ⅰ", "thdi": "<10%", "driver": "Integrated", "dimensions": "W150mm*L1150mm*H65mm", "weight": "1.9 kg", "body": "Steel (White)", "diffuser": "PC(Frost)", "country_of_origin": "China", "brand": "Panasonic"} |  |  | https://panasonic.net/electricworks/lighting/vn/products/pspec.php?id=G00026049 | https://panasonic.net/electricworks/shared_data/spec/img/ch_22030009-MP.jpg |  |  |  | Type of Luminaire: Baselight Set Model No.: NFV40241WE1A Type of Luminaire: Baselight Set Model No.: NFV40241WE1A Type of Light Source: LED Power Input: 22W System Lumen Output: 4000 lm System Efficacy: 182 lm/W Power Voltage: 220-240V Power Factor: 0.95 Lifetime: 50000H(L70) CCT: 4000K CRI: 80 SDCM: <5 Input Frequency: 50/60Hz Dimming: non-Dimmable Dimming Range: UGR: Glare Cut Angle: Beam Angle: Rotation Angle: Tilt Angle: IP code: 20 IK code: Ambient Temperature Range: 5 - 35°C Surge Protection: 2kV Classification of Luminaries: Class Ⅰ THDi: <10% Effective Projected Area: Driver: Integrated Cut Out Size: Dimensions: W150mm*L1150mm*H65mm Weight: 1.9 kg Body: Steel (White) Reflector: Diffuser: PC(Frost) Trim: Caseing: Country of Origin: China Brand: Panasonic Remarks:
23 | 136 | NFV40242WE1A ¦ Sản phẩm ¦ Việt Nam ¦ Panasonic Lighting | NFV40242WE1A |  | Đèn Base Light | Dòng iD Pro | High Efficacy | {"type_of_luminaire": "Baselight", "type_of_light_source": "LED", "power_input": "22W", "system_lumen_output": "4000 lm", "system_efficacy": "182 lm/W", "power_voltage": "220-240V", "power_factor": "0.95", "lifetime": "50000H(L70)", "cct": "4000K", "cri": "80", "sdcm": "<5", "input_frequency": "50/60Hz", "dimming": "non-Dimmable", "ip_code": "20", "ambient_temperature_range": "5 - 35°C", "surge_protection": "2kV", "classification_of_luminaries": "Class Ⅰ", "thdi": "<10%", "driver": "Integrated", "dimensions": "W150mm*L1150mm*H65mm", "weight": "1.85 kg", "body": "Steel (White)", "reflector": "Steel (White)", "diffuser": "PC(Frost)", "country_of_origin": "China", "brand": "Panasonic"} |  |  | https://panasonic.net/electricworks/lighting/vn/products/pspec.php?id=G00026050 | https://panasonic.net/electricworks/shared_data/spec/img/ch_22030008-MP.jpg |  |  |  | Type of Luminaire: Baselight Set Model No.: NFV40242WE1A Type of Luminaire: Baselight Set Model No.: NFV40242WE1A Type of Light Source: LED Power Input: 22W System Lumen Output: 4000 lm System Efficacy: 182 lm/W Power Voltage: 220-240V Power Factor: 0.95 Lifetime: 50000H(L70) CCT: 4000K CRI: 80 SDCM: <5 Input Frequency: 50/60Hz Dimming: non-Dimmable Dimming Range: UGR: Glare Cut Angle: Beam Angle: Rotation Angle: Tilt Angle: IP code: 20 IK code: Ambient Temperature Range: 5 - 35°C Surge Protection: 2kV Classification of Luminaries: Class Ⅰ THDi: <10% Effective Projected Area: Driver: Integrated Cut Out Size: Dimensions: W150mm*L1150mm*H65mm Weight: 1.85 kg Body: Steel (White) Reflector: Steel (White) Diffuser: PC(Frost) Trim: Caseing: Country of Origin: China Brand: Panasonic Remarks:
24 | 137 | NFV40243WE1A ¦ Sản phẩm ¦ Việt Nam ¦ Panasonic Lighting | NFV40243WE1A |  | Đèn Base Light | Dòng iD Pro | High Efficacy | {"type_of_luminaire": "Baselight", "type_of_light_source": "LED", "power_input": "22W", "system_lumen_output": "4000 lm", "system_efficacy": "182 lm/W", "power_voltage": "220-240V", "power_factor": "0.95", "lifetime": "50000H(L70)", "cct": "4000K", "cri": "80", "sdcm": "<5", "input_frequency": "50/60Hz", "dimming": "non-Dimmable", "ip_code": "20", "ambient_temperature_range": "5 - 35°C", "surge_protection": "2kV", "classification_of_luminaries": "Class Ⅰ", "thdi": "<10%", "driver": "Integrated", "dimensions": "W147mm*L1197mm*H65mm", "weight": "2.3 kg", "body": "Steel (White)", "diffuser": "PC(Frost)", "country_of_origin": "China", "brand": "Panasonic", "remarks": "Cut Out Size : 125mm*1185mm"} |  |  | https://panasonic.net/electricworks/lighting/vn/products/pspec.php?id=G00026051 | https://panasonic.net/electricworks/shared_data/spec/img/ch_22030007-MP.jpg |  |  |  | Type of Luminaire: Baselight Set Model No.: NFV40243WE1A Type of Luminaire: Baselight Set Model No.: NFV40243WE1A Type of Light Source: LED Power Input: 22W System Lumen Output: 4000 lm System Efficacy: 182 lm/W Power Voltage: 220-240V Power Factor: 0.95 Lifetime: 50000H(L70) CCT: 4000K CRI: 80 SDCM: <5 Input Frequency: 50/60Hz Dimming: non-Dimmable Dimming Range: UGR: Glare Cut Angle: Beam Angle: Rotation Angle: Tilt Angle: IP code: 20 IK code: Ambient Temperature Range: 5 - 35°C Surge Protection: 2kV Classification of Luminaries: Class Ⅰ THDi: <10% Effective Projected Area: Driver: Integrated Cut Out Size: Dimensions: W147mm*L1197mm*H65mm Weight: 2.3 kg Body: Steel (White) Reflector: Diffuser: PC(Frost) Trim: Caseing: Country of Origin: China Brand: Panasonic Remarks: Cut Out Size : 125mm*1185mm
25 | 138 | NFV40244WE1A ¦ Sản phẩm ¦ Việt Nam ¦ Panasonic Lighting | NFV40244WE1A |  | Đèn Base Light | Dòng iD Pro | High Efficacy | {"type_of_luminaire": "Baselight", "type_of_light_source": "LED", "power_input": "22W", "system_lumen_output": "4000 lm", "system_efficacy": "182 lm/W", "power_voltage": "220-240V", "power_factor": "0.95", "lifetime": "50000H(L70)", "cct": "4000K", "cri": "80", "sdcm": "<5", "input_frequency": "50/60Hz", "dimming": "non-Dimmable", "ip_code": "20", "ambient_temperature_range": "5 - 35°C", "surge_protection": "2kV", "classification_of_luminaries": "Class Ⅰ", "thdi": "<10%", "driver": "Integrated", "dimensions": "W297mm*L1197mm*H65mm", "weight": "3.3 kg", "body": "Steel (White)", "diffuser": "PC(Frost)", "country_of_origin": "China", "brand": "Panasonic", "remarks": "Cut Out Size : 275mm*1185mm"} |  |  | https://panasonic.net/electricworks/lighting/vn/products/pspec.php?id=G00026052 | https://panasonic.net/electricworks/shared_data/spec/img/ch_22030007-MP.jpg |  |  |  | Type of Luminaire: Baselight Set Model No.: NFV40244WE1A Type of Luminaire: Baselight Set Model No.: NFV40244WE1A Type of Light Source: LED Power Input: 22W System Lumen Output: 4000 lm System Efficacy: 182 lm/W Power Voltage: 220-240V Power Factor: 0.95 Lifetime: 50000H(L70) CCT: 4000K CRI: 80 SDCM: <5 Input Frequency: 50/60Hz Dimming: non-Dimmable Dimming Range: UGR: Glare Cut Angle: Beam Angle: Rotation Angle: Tilt Angle: IP code: 20 IK code: Ambient Temperature Range: 5 - 35°C Surge Protection: 2kV Classification of Luminaries: Class Ⅰ THDi: <10% Effective Projected Area: Driver: Integrated Cut Out Size: Dimensions: W297mm*L1197mm*H65mm Weight: 3.3 kg Body: Steel (White) Reflector: Diffuser: PC(Frost) Trim: Caseing: Country of Origin: China Brand: Panasonic Remarks: Cut Out Size : 275mm*1185mm
26 | 139 | NFV40245WE1A ¦ Sản phẩm ¦ Việt Nam ¦ Panasonic Lighting | NFV40245WE1A |  | Đèn Base Light | Dòng iD Pro | High Efficacy | {"type_of_luminaire": "Baselight", "type_of_light_source": "LED", "power_input": "39W", "system_lumen_output": "7000 lm", "system_efficacy": "179 lm/W", "power_voltage": "220-240V", "power_factor": "0.95", "lifetime": "50000H(L70)", "cct": "4000K", "cri": "80", "sdcm": "<5", "input_frequency": "50/60Hz", "dimming": "non-Dimmable", "ip_code": "20", "ambient_temperature_range": "5 - 35°C", "surge_protection": "2kV", "classification_of_luminaries": "Class Ⅰ", "thdi": "<10%", "driver": "Integrated", "dimensions": "W80mm*L1150mm*H55mm", "weight": "1.6 kg", "body": "Steel (White)", "diffuser": "PC(Frost)", "country_of_origin": "China", "brand": "Panasonic"} |  |  | https://panasonic.net/electricworks/lighting/vn/products/pspec.php?id=G00026053 | https://panasonic.net/electricworks/shared_data/spec/img/ch_22030006-MP.jpg |  |  |  | Type of Luminaire: Baselight Set Model No.: NFV40245WE1A Type of Luminaire: Baselight Set Model No.: NFV40245WE1A Type of Light Source: LED Power Input: 39W System Lumen Output: 7000 lm System Efficacy: 179 lm/W Power Voltage: 220-240V Power Factor: 0.95 Lifetime: 50000H(L70) CCT: 4000K CRI: 80 SDCM: <5 Input Frequency: 50/60Hz Dimming: non-Dimmable Dimming Range: UGR: Glare Cut Angle: Beam Angle: Rotation Angle: Tilt Angle: IP code: 20 IK code: Ambient Temperature Range: 5 - 35°C Surge Protection: 2kV Classification of Luminaries: Class Ⅰ THDi: <10% Effective Projected Area: Driver: Integrated Cut Out Size: Dimensions: W80mm*L1150mm*H55mm Weight: 1.6 kg Body: Steel (White) Reflector: Diffuser: PC(Frost) Trim: Caseing: Country of Origin: China Brand: Panasonic Remarks:
27 | 140 | NFV40246WE1A ¦ Sản phẩm ¦ Việt Nam ¦ Panasonic Lighting | NFV40246WE1A |  | Đèn Base Light | Dòng iD Pro | High Efficacy | {"type_of_luminaire": "Baselight", "type_of_light_source": "LED", "power_input": "39W", "system_lumen_output": "7000 lm", "system_efficacy": "179 lm/W", "power_voltage": "220-240V", "power_factor": "0.95", "lifetime": "50000H(L70)", "cct": "4000K", "cri": "80", "sdcm": "<5", "input_frequency": "50/60Hz", "dimming": "non-Dimmable", "ip_code": "20", "ambient_temperature_range": "5 - 35°C", "surge_protection": "2kV", "classification_of_luminaries": "Class Ⅰ", "thdi": "<10%", "driver": "Integrated", "dimensions": "W150mm*L1150mm*H65mm", "weight": "1.9 kg", "body": "Steel (White)", "diffuser": "PC(Frost)", "country_of_origin": "China", "brand": "Panasonic"} |  |  | https://panasonic.net/electricworks/lighting/vn/products/pspec.php?id=G00026054 | https://panasonic.net/electricworks/shared_data/spec/img/ch_22030009-MP.jpg |  |  |  | Type of Luminaire: Baselight Set Model No.: NFV40246WE1A Type of Luminaire: Baselight Set Model No.: NFV40246WE1A Type of Light Source: LED Power Input: 39W System Lumen Output: 7000 lm System Efficacy: 179 lm/W Power Voltage: 220-240V Power Factor: 0.95 Lifetime: 50000H(L70) CCT: 4000K CRI: 80 SDCM: <5 Input Frequency: 50/60Hz Dimming: non-Dimmable Dimming Range: UGR: Glare Cut Angle: Beam Angle: Rotation Angle: Tilt Angle: IP code: 20 IK code: Ambient Temperature Range: 5 - 35°C Surge Protection: 2kV Classification of Luminaries: Class Ⅰ THDi: <10% Effective Projected Area: Driver: Integrated Cut Out Size: Dimensions: W150mm*L1150mm*H65mm Weight: 1.9 kg Body: Steel (White) Reflector: Diffuser: PC(Frost) Trim: Caseing: Country of Origin: China Brand: Panasonic Remarks:
28 | 141 | NFV40247WE1A ¦ Sản phẩm ¦ Việt Nam ¦ Panasonic Lighting | NFV40247WE1A |  | Đèn Base Light | Dòng iD Pro | High Efficacy | {"type_of_luminaire": "Baselight", "type_of_light_source": "LED", "power_input": "39W", "system_lumen_output": "7000 lm", "system_efficacy": "179 lm/W", "power_voltage": "220-240V", "power_factor": "0.95", "lifetime": "50000H(L70)", "cct": "4000K", "cri": "80", "sdcm": "<5", "input_frequency": "50/60Hz", "dimming": "non-Dimmable", "ip_code": "20", "ambient_temperature_range": "5 - 35°C", "surge_protection": "2kV", "classification_of_luminaries": "Class Ⅰ", "thdi": "<10%", "driver": "Integrated", "dimensions": "W150mm*L1150mm*H65mm", "weight": "1.85 kg", "body": "Steel (White)", "reflector": "Steel (White)", "diffuser": "PC(Frost)", "country_of_origin": "China", "brand": "Panasonic"} |  |  | https://panasonic.net/electricworks/lighting/vn/products/pspec.php?id=G00026055 | https://panasonic.net/electricworks/shared_data/spec/img/ch_22030008-MP.jpg |  |  |  | Type of Luminaire: Baselight Set Model No.: NFV40247WE1A Type of Luminaire: Baselight Set Model No.: NFV40247WE1A Type of Light Source: LED Power Input: 39W System Lumen Output: 7000 lm System Efficacy: 179 lm/W Power Voltage: 220-240V Power Factor: 0.95 Lifetime: 50000H(L70) CCT: 4000K CRI: 80 SDCM: <5 Input Frequency: 50/60Hz Dimming: non-Dimmable Dimming Range: UGR: Glare Cut Angle: Beam Angle: Rotation Angle: Tilt Angle: IP code: 20 IK code: Ambient Temperature Range: 5 - 35°C Surge Protection: 2kV Classification of Luminaries: Class Ⅰ THDi: <10% Effective Projected Area: Driver: Integrated Cut Out Size: Dimensions: W150mm*L1150mm*H65mm Weight: 1.85 kg Body: Steel (White) Reflector: Steel (White) Diffuser: PC(Frost) Trim: Caseing: Country of Origin: China Brand: Panasonic Remarks:
29 | 142 | NFV40248WE1A ¦ Sản phẩm ¦ Việt Nam ¦ Panasonic Lighting | NFV40248WE1A |  | Đèn Base Light | Dòng iD Pro | High Efficacy | {"type_of_luminaire": "Baselight", "type_of_light_source": "LED", "power_input": "39W", "system_lumen_output": "7000 lm", "system_efficacy": "179 lm/W", "power_voltage": "220-240V", "power_factor": "0.95", "lifetime": "50000H(L70)", "cct": "4000K", "cri": "80", "sdcm": "<5", "input_frequency": "50/60Hz", "dimming": "non-Dimmable", "ip_code": "20", "ambient_temperature_range": "5 - 35°C", "surge_protection": "2kV", "classification_of_luminaries": "Class Ⅰ", "thdi": "<10%", "driver": "Integrated", "dimensions": "W147mm*L1197mm*H65mm", "weight": "2.3 kg", "body": "Steel (White)", "diffuser": "PC(Frost)", "country_of_origin": "China", "brand": "Panasonic", "remarks": "Cut Out Size : 125mm*1185mm"} |  |  | https://panasonic.net/electricworks/lighting/vn/products/pspec.php?id=G00026056 | https://panasonic.net/electricworks/shared_data/spec/img/ch_22030007-MP.jpg |  |  |  | Type of Luminaire: Baselight Set Model No.: NFV40248WE1A Type of Luminaire: Baselight Set Model No.: NFV40248WE1A Type of Light Source: LED Power Input: 39W System Lumen Output: 7000 lm System Efficacy: 179 lm/W Power Voltage: 220-240V Power Factor: 0.95 Lifetime: 50000H(L70) CCT: 4000K CRI: 80 SDCM: <5 Input Frequency: 50/60Hz Dimming: non-Dimmable Dimming Range: UGR: Glare Cut Angle: Beam Angle: Rotation Angle: Tilt Angle: IP code: 20 IK code: Ambient Temperature Range: 5 - 35°C Surge Protection: 2kV Classification of Luminaries: Class Ⅰ THDi: <10% Effective Projected Area: Driver: Integrated Cut Out Size: Dimensions: W147mm*L1197mm*H65mm Weight: 2.3 kg Body: Steel (White) Reflector: Diffuser: PC(Frost) Trim: Caseing: Country of Origin: China Brand: Panasonic Remarks: Cut Out Size : 125mm*1185mm
30 | 143 | NFV40249WE1A ¦ Sản phẩm ¦ Việt Nam ¦ Panasonic Lighting | NFV40249WE1A |  | Đèn Base Light | Dòng iD Pro | High Efficacy | {"type_of_luminaire": "Baselight", "type_of_light_source": "LED", "power_input": "39W", "system_lumen_output": "7000 lm", "system_efficacy": "179 lm/W", "power_voltage": "220-240V", "power_factor": "0.95", "lifetime": "50000H(L70)", "cct": "4000K", "cri": "80", "sdcm": "<5", "input_frequency": "50/60Hz", "dimming": "non-Dimmable", "ip_code": "20", "ambient_temperature_range": "5 - 35°C", "surge_protection": "2kV", "classification_of_luminaries": "Class Ⅰ", "thdi": "<10%", "driver": "Integrated", "dimensions": "W297mm*L1197mm*H65mm", "weight": "3.3 kg", "body": "Steel (White)", "diffuser": "PC(Frost)", "country_of_origin": "China", "brand": "Panasonic", "remarks": "Cut Out Size : 275mm*1185mm", "certificates_standards": "RoHs / TISI"} |  |  | https://panasonic.net/electricworks/lighting/vn/products/pspec.php?id=G00026057 | https://panasonic.net/electricworks/shared_data/spec/img/ch_22030007-MP.jpg |  |  |  | Type of Luminaire: Baselight Set Model No.: NFV40249WE1A Type of Luminaire: Baselight Set Model No.: NFV40249WE1A Type of Light Source: LED Power Input: 39W System Lumen Output: 7000 lm System Efficacy: 179 lm/W Power Voltage: 220-240V Power Factor: 0.95 Lifetime: 50000H(L70) CCT: 4000K CRI: 80 SDCM: <5 Input Frequency: 50/60Hz Dimming: non-Dimmable Dimming Range: UGR: Glare Cut Angle: Beam Angle: Rotation Angle: Tilt Angle: IP code: 20 IK code: Ambient Temperature Range: 5 - 35°C Surge Protection: 2kV Classification of Luminaries: Class Ⅰ THDi: <10% Effective Projected Area: Driver: Integrated Cut Out Size: Dimensions: W297mm*L1197mm*H65mm Weight: 3.3 kg Body: Steel (White) Reflector: Diffuser: PC(Frost) Trim: Caseing: Country of Origin: China Brand: Panasonic Remarks: Cut Out Size : 275mm*1185mm

## Đèn kiểu Batten
STT | Product_ID | Tên sản phẩm | Mã Sản Phẩm | Mã SAP | category 1 | category 2 | category 3 | Tags | Giá | Giá đối chiếu | Link sản phẩm | Link ảnh sản phẩm | Link mua hàng online | Tóm tắt TSKT | Tóm tắt ưu điểm, tính năng | Thông số kỹ thuật | Link file HDSD | VD HDSD | Nội dung Ưu điểm SP
1 | 49 | NNFC4033088 ¦ Sản phẩm ¦ Việt Nam ¦ Panasonic Lighting | NNFC4033088 |  | Đèn kiểu Batten | Battenlight không thấm nước | SP 2G | {"type_of_luminaire": "Batten", "type_of_light_source": "LED", "power_input": "18W", "system_lumen_output": "1800 lm", "system_efficacy": "100 lm/W", "power_voltage": "220-240V", "power_factor": "0.9", "lifetime": "25000H(L70)", "cct": "4000K", "cri": "80", "sdcm": "<5", "input_frequency": "50/60Hz", "dimming": "non-Dimmable", "ip_code": "65", "ambient_temperature_range": "-20 - 40°C", "surge_protection": "2kV", "classification_of_luminaries": "Class Ⅱ", "thdi": "<15%", "driver": "Integrated", "dimensions": "W70mm*L600mm*H50mm", "weight": "0.6 kg", "body": "PC(White)", "diffuser": "PC(White)", "country_of_origin": "China", "brand": "Panasonic"} |  |  | https://panasonic.net/electricworks/lighting/vn/products/pspec.php?id=G00024511 | https://panasonic.net/electricworks/shared_data/spec/img/ch_21100103-MP.jpg |  |  |  | Type of Luminaire: Batten Set Model No.: NNFC4033088 Type of Luminaire: Batten Set Model No.: NNFC4033088 Type of Light Source: LED Power Input: 18W System Lumen Output: 1800 lm System Efficacy: 100 lm/W Power Voltage: 220-240V Power Factor: 0.9 Lifetime: 25000H(L70) CCT: 4000K CRI: 80 SDCM: <5 Input Frequency: 50/60Hz Dimming: non-Dimmable Dimming Range: UGR: Glare Cut Angle: Beam Angle: Rotation Angle: Tilt Angle: IP code: 65 IK code: Ambient Temperature Range: -20 - 40°C Surge Protection: 2kV Classification of Luminaries: Class Ⅱ THDi: <15% Effective Projected Area: Driver: Integrated Cut Out Size: Dimensions: W70mm*L600mm*H50mm Weight: 0.6 kg Body: PC(White) Reflector: Diffuser: PC(White) Trim: Caseing: Country of Origin: China Brand: Panasonic Remarks:
2 | 50 | NNFC4038088 ¦ Sản phẩm ¦ Việt Nam ¦ Panasonic Lighting | NNFC4038088 |  | Đèn kiểu Batten | Battenlight không thấm nước | SP 2G | {"type_of_luminaire": "Batten", "type_of_light_source": "LED", "power_input": "18W", "system_lumen_output": "1800 lm", "system_efficacy": "100 lm/W", "power_voltage": "220-240V", "power_factor": "0.9", "lifetime": "25000H(L70)", "cct": "6500K", "cri": "80", "sdcm": "<5", "input_frequency": "50/60Hz", "dimming": "non-Dimmable", "ip_code": "65", "ambient_temperature_range": "-20 - 40°C", "surge_protection": "2kV", "classification_of_luminaries": "Class Ⅱ", "thdi": "<15%", "driver": "Integrated", "dimensions": "W70mm*L600mm*H50mm", "weight": "0.6 kg", "body": "PC(White)", "diffuser": "PC(White)", "country_of_origin": "China", "brand": "Panasonic"} |  |  | https://panasonic.net/electricworks/lighting/vn/products/pspec.php?id=G00024512 | https://panasonic.net/electricworks/shared_data/spec/img/ch_21100103-MP.jpg |  |  |  | Type of Luminaire: Batten Set Model No.: NNFC4038088 Type of Luminaire: Batten Set Model No.: NNFC4038088 Type of Light Source: LED Power Input: 18W System Lumen Output: 1800 lm System Efficacy: 100 lm/W Power Voltage: 220-240V Power Factor: 0.9 Lifetime: 25000H(L70) CCT: 6500K CRI: 80 SDCM: <5 Input Frequency: 50/60Hz Dimming: non-Dimmable Dimming Range: UGR: Glare Cut Angle: Beam Angle: Rotation Angle: Tilt Angle: IP code: 65 IK code: Ambient Temperature Range: -20 - 40°C Surge Protection: 2kV Classification of Luminaries: Class Ⅱ THDi: <15% Effective Projected Area: Driver: Integrated Cut Out Size: Dimensions: W70mm*L600mm*H50mm Weight: 0.6 kg Body: PC(White) Reflector: Diffuser: PC(White) Trim: Caseing: Country of Origin: China Brand: Panasonic Remarks:
3 | 51 | NNFC4033188 ¦ Sản phẩm ¦ Việt Nam ¦ Panasonic Lighting | NNFC4033188 |  | Đèn kiểu Batten | Battenlight không thấm nước | SP 2G | {"type_of_luminaire": "Batten", "type_of_light_source": "LED", "power_input": "36W", "system_lumen_output": "3600 lm", "system_efficacy": "100 lm/W", "power_voltage": "220-240V", "power_factor": "0.9", "lifetime": "25000H(L70)", "cct": "4000K", "cri": "80", "sdcm": "<5", "input_frequency": "50/60Hz", "dimming": "non-Dimmable", "ip_code": "65", "ambient_temperature_range": "-20 - 40°C", "surge_protection": "2kV", "classification_of_luminaries": "Class Ⅱ", "thdi": "<15%", "driver": "Integrated", "dimensions": "W70mm*L1212mm*H50mm", "weight": "0.8 kg", "body": "PC(White)", "diffuser": "PC(White)", "country_of_origin": "China", "brand": "Panasonic"} |  |  | https://panasonic.net/electricworks/lighting/vn/products/pspec.php?id=G00024513 | https://panasonic.net/electricworks/shared_data/spec/img/ch_21100103-MP.jpg |  |  |  | Type of Luminaire: Batten Set Model No.: NNFC4033188 Type of Luminaire: Batten Set Model No.: NNFC4033188 Type of Light Source: LED Power Input: 36W System Lumen Output: 3600 lm System Efficacy: 100 lm/W Power Voltage: 220-240V Power Factor: 0.9 Lifetime: 25000H(L70) CCT: 4000K CRI: 80 SDCM: <5 Input Frequency: 50/60Hz Dimming: non-Dimmable Dimming Range: UGR: Glare Cut Angle: Beam Angle: Rotation Angle: Tilt Angle: IP code: 65 IK code: Ambient Temperature Range: -20 - 40°C Surge Protection: 2kV Classification of Luminaries: Class Ⅱ THDi: <15% Effective Projected Area: Driver: Integrated Cut Out Size: Dimensions: W70mm*L1212mm*H50mm Weight: 0.8 kg Body: PC(White) Reflector: Diffuser: PC(White) Trim: Caseing: Country of Origin: China Brand: Panasonic Remarks:
4 | 52 | NNFC4038188 ¦ Sản phẩm ¦ Việt Nam ¦ Panasonic Lighting | NNFC4038188 |  | Đèn kiểu Batten | Battenlight không thấm nước | SP 2G | {"type_of_luminaire": "Batten", "type_of_light_source": "LED", "power_input": "36W", "system_lumen_output": "3600 lm", "system_efficacy": "100 lm/W", "power_voltage": "220-240V", "power_factor": "0.9", "lifetime": "25000H(L70)", "cct": "6500K", "cri": "80", "sdcm": "<5", "input_frequency": "50/60Hz", "dimming": "non-Dimmable", "ip_code": "65", "ambient_temperature_range": "-20 - 40°C", "surge_protection": "2kV", "classification_of_luminaries": "Class Ⅱ", "thdi": "<15%", "driver": "Integrated", "dimensions": "W70mm*L1212mm*H50mm", "weight": "0.8 kg", "body": "PC(White)", "diffuser": "PC(White)", "country_of_origin": "China", "brand": "Panasonic"} |  |  | https://panasonic.net/electricworks/lighting/vn/products/pspec.php?id=G00024514 | https://panasonic.net/electricworks/shared_data/spec/img/ch_21100103-MP.jpg |  |  |  | Type of Luminaire: Batten Set Model No.: NNFC4038188 Type of Luminaire: Batten Set Model No.: NNFC4038188 Type of Light Source: LED Power Input: 36W System Lumen Output: 3600 lm System Efficacy: 100 lm/W Power Voltage: 220-240V Power Factor: 0.9 Lifetime: 25000H(L70) CCT: 6500K CRI: 80 SDCM: <5 Input Frequency: 50/60Hz Dimming: non-Dimmable Dimming Range: UGR: Glare Cut Angle: Beam Angle: Rotation Angle: Tilt Angle: IP code: 65 IK code: Ambient Temperature Range: -20 - 40°C Surge Protection: 2kV Classification of Luminaries: Class Ⅱ THDi: <15% Effective Projected Area: Driver: Integrated Cut Out Size: Dimensions: W70mm*L1212mm*H50mm Weight: 0.8 kg Body: PC(White) Reflector: Diffuser: PC(White) Trim: Caseing: Country of Origin: China Brand: Panasonic Remarks:
5 | 53 | NNFC4034088 ¦ Sản phẩm ¦ Việt Nam ¦ Panasonic Lighting | NNFC4034088 |  | Đèn kiểu Batten | Battenlight không thấm nước | Ex 2G | {"type_of_luminaire": "Batten", "type_of_light_source": "LED", "power_input": "18W", "system_lumen_output": "2300 lm", "system_efficacy": "128 lm/W", "power_voltage": "220-240V", "power_factor": "0.9", "lifetime": "50000H(L70)", "cct": "4000K", "cri": "80", "sdcm": "<5", "input_frequency": "50/60Hz", "dimming": "non-Dimmable", "ip_code": "65", "ambient_temperature_range": "-20 - 40°C", "surge_protection": "1kV", "classification_of_luminaries": "Class Ⅱ", "thdi": "<15%", "driver": "Integrated", "dimensions": "W85mm*L600mm*H60mm", "weight": "0.6 kg", "body": "PC(White)", "diffuser": "PC(White)", "country_of_origin": "China", "brand": "Panasonic"} |  |  | https://panasonic.net/electricworks/lighting/vn/products/pspec.php?id=G00024517 | https://panasonic.net/electricworks/shared_data/spec/img/ch_21100103-MP.jpg |  |  |  | Type of Luminaire: Batten Set Model No.: NNFC4034088 Type of Luminaire: Batten Set Model No.: NNFC4034088 Type of Light Source: LED Power Input: 18W System Lumen Output: 2300 lm System Efficacy: 128 lm/W Power Voltage: 220-240V Power Factor: 0.9 Lifetime: 50000H(L70) CCT: 4000K CRI: 80 SDCM: <5 Input Frequency: 50/60Hz Dimming: non-Dimmable Dimming Range: UGR: Glare Cut Angle: Beam Angle: Rotation Angle: Tilt Angle: IP code: 65 IK code: Ambient Temperature Range: -20 - 40°C Surge Protection: 1kV Classification of Luminaries: Class Ⅱ THDi: <15% Effective Projected Area: Driver: Integrated Cut Out Size: Dimensions: W85mm*L600mm*H60mm Weight: 0.6 kg Body: PC(White) Reflector: Diffuser: PC(White) Trim: Caseing: Country of Origin: China Brand: Panasonic Remarks:
6 | 54 | NNFC4039088 ¦ Sản phẩm ¦ Việt Nam ¦ Panasonic Lighting | NNFC4039088 |  | Đèn kiểu Batten | Battenlight không thấm nước | Ex 2G | {"type_of_luminaire": "Batten", "type_of_light_source": "LED", "power_input": "18W", "system_lumen_output": "2300 lm", "system_efficacy": "128 lm/W", "power_voltage": "220-240V", "power_factor": "0.9", "lifetime": "50000H(L70)", "cct": "6500K", "cri": "80", "sdcm": "<5", "input_frequency": "50/60Hz", "dimming": "non-Dimmable", "ip_code": "65", "ambient_temperature_range": "-20 - 40°C", "surge_protection": "1kV", "classification_of_luminaries": "Class Ⅱ", "thdi": "<15%", "driver": "Integrated", "dimensions": "W85mm*L600mm*H60mm", "weight": "0.6 kg", "body": "PC(White)", "diffuser": "PC(White)", "country_of_origin": "China", "brand": "Panasonic"} |  |  | https://panasonic.net/electricworks/lighting/vn/products/pspec.php?id=G00024518 | https://panasonic.net/electricworks/shared_data/spec/img/ch_21100103-MP.jpg |  |  |  | Type of Luminaire: Batten Set Model No.: NNFC4039088 Type of Luminaire: Batten Set Model No.: NNFC4039088 Type of Light Source: LED Power Input: 18W System Lumen Output: 2300 lm System Efficacy: 128 lm/W Power Voltage: 220-240V Power Factor: 0.9 Lifetime: 50000H(L70) CCT: 6500K CRI: 80 SDCM: <5 Input Frequency: 50/60Hz Dimming: non-Dimmable Dimming Range: UGR: Glare Cut Angle: Beam Angle: Rotation Angle: Tilt Angle: IP code: 65 IK code: Ambient Temperature Range: -20 - 40°C Surge Protection: 1kV Classification of Luminaries: Class Ⅱ THDi: <15% Effective Projected Area: Driver: Integrated Cut Out Size: Dimensions: W85mm*L600mm*H60mm Weight: 0.6 kg Body: PC(White) Reflector: Diffuser: PC(White) Trim: Caseing: Country of Origin: China Brand: Panasonic Remarks:
7 | 55 | NNFC4034188 ¦ Sản phẩm ¦ Việt Nam ¦ Panasonic Lighting | NNFC4034188 |  | Đèn kiểu Batten | Battenlight không thấm nước | Ex 2G | {"type_of_luminaire": "Batten", "type_of_light_source": "LED", "power_input": "36W", "system_lumen_output": "4600 lm", "system_efficacy": "128 lm/W", "power_voltage": "220-240V", "power_factor": "0.9", "lifetime": "50000H(L70)", "cct": "4000K", "cri": "80", "sdcm": "<5", "input_frequency": "50/60Hz", "dimming": "non-Dimmable", "ip_code": "65", "ambient_temperature_range": "-20 - 40°C", "surge_protection": "1kV", "classification_of_luminaries": "Class Ⅱ", "thdi": "<15%", "driver": "Integrated", "dimensions": "W85mm*L1212mm*H60mm", "weight": "1 kg", "body": "PC(White)", "diffuser": "PC(White)", "country_of_origin": "China", "brand": "Panasonic"} |  |  | https://panasonic.net/electricworks/lighting/vn/products/pspec.php?id=G00024519 | https://panasonic.net/electricworks/shared_data/spec/img/ch_21100103-MP.jpg |  |  |  | Type of Luminaire: Batten Set Model No.: NNFC4034188 Type of Luminaire: Batten Set Model No.: NNFC4034188 Type of Light Source: LED Power Input: 36W System Lumen Output: 4600 lm System Efficacy: 128 lm/W Power Voltage: 220-240V Power Factor: 0.9 Lifetime: 50000H(L70) CCT: 4000K CRI: 80 SDCM: <5 Input Frequency: 50/60Hz Dimming: non-Dimmable Dimming Range: UGR: Glare Cut Angle: Beam Angle: Rotation Angle: Tilt Angle: IP code: 65 IK code: Ambient Temperature Range: -20 - 40°C Surge Protection: 1kV Classification of Luminaries: Class Ⅱ THDi: <15% Effective Projected Area: Driver: Integrated Cut Out Size: Dimensions: W85mm*L1212mm*H60mm Weight: 1 kg Body: PC(White) Reflector: Diffuser: PC(White) Trim: Caseing: Country of Origin: China Brand: Panasonic Remarks:
8 | 56 | NNFC4039188 ¦ Sản phẩm ¦ Việt Nam ¦ Panasonic Lighting | NNFC4039188 |  | Đèn kiểu Batten | Battenlight không thấm nước | Ex 2G | {"type_of_luminaire": "Batten", "type_of_light_source": "LED", "power_input": "36W", "system_lumen_output": "4600 lm", "system_efficacy": "128 lm/W", "power_voltage": "220-240V", "power_factor": "0.9", "lifetime": "50000H(L70)", "cct": "6500K", "cri": "80", "sdcm": "<5", "input_frequency": "50/60Hz", "dimming": "non-Dimmable", "ip_code": "65", "ambient_temperature_range": "-20 - 40°C", "surge_protection": "1kV", "classification_of_luminaries": "Class Ⅱ", "thdi": "<15%", "driver": "Integrated", "dimensions": "W85mm*L1212mm*H60mm", "weight": "1 kg", "body": "PC(White)", "diffuser": "PC(White)", "country_of_origin": "China", "brand": "Panasonic"} |  |  | https://panasonic.net/electricworks/lighting/vn/products/pspec.php?id=G00024520 | https://panasonic.net/electricworks/shared_data/spec/img/ch_21100103-MP.jpg |  |  |  | Type of Luminaire: Batten Set Model No.: NNFC4039188 Type of Luminaire: Batten Set Model No.: NNFC4039188 Type of Light Source: LED Power Input: 36W System Lumen Output: 4600 lm System Efficacy: 128 lm/W Power Voltage: 220-240V Power Factor: 0.9 Lifetime: 50000H(L70) CCT: 6500K CRI: 80 SDCM: <5 Input Frequency: 50/60Hz Dimming: non-Dimmable Dimming Range: UGR: Glare Cut Angle: Beam Angle: Rotation Angle: Tilt Angle: IP code: 65 IK code: Ambient Temperature Range: -20 - 40°C Surge Protection: 1kV Classification of Luminaries: Class Ⅱ THDi: <15% Effective Projected Area: Driver: Integrated Cut Out Size: Dimensions: W85mm*L1212mm*H60mm Weight: 1 kg Body: PC(White) Reflector: Diffuser: PC(White) Trim: Caseing: Country of Origin: China Brand: Panasonic Remarks:
9 | 57 | NNFC4034288 ¦ Sản phẩm ¦ Việt Nam ¦ Panasonic Lighting | NNFC4034288 |  | Đèn kiểu Batten | Battenlight không thấm nước | Ex 2G | {"type_of_luminaire": "Batten", "type_of_light_source": "LED", "power_input": "45W", "system_lumen_output": "6500 lm", "system_efficacy": "144 lm/W", "power_voltage": "220-240V", "power_factor": "0.9", "lifetime": "50000H(L70)", "cct": "4000K", "cri": "80", "sdcm": "<5", "input_frequency": "50/60Hz", "dimming": "non-Dimmable", "ip_code": "65", "ambient_temperature_range": "-20 - 40°C", "surge_protection": "1kV", "classification_of_luminaries": "Class Ⅱ", "thdi": "<15%", "driver": "Integrated", "dimensions": "W85mm*L1500mm*H60mm", "weight": "1.2 kg", "body": "PC(White)", "diffuser": "PC(White)", "country_of_origin": "China", "brand": "Panasonic"} |  |  | https://panasonic.net/electricworks/lighting/vn/products/pspec.php?id=G00024521 | https://panasonic.net/electricworks/shared_data/spec/img/ch_21100103-MP.jpg |  |  |  | Type of Luminaire: Batten Set Model No.: NNFC4034288 Type of Luminaire: Batten Set Model No.: NNFC4034288 Type of Light Source: LED Power Input: 45W System Lumen Output: 6500 lm System Efficacy: 144 lm/W Power Voltage: 220-240V Power Factor: 0.9 Lifetime: 50000H(L70) CCT: 4000K CRI: 80 SDCM: <5 Input Frequency: 50/60Hz Dimming: non-Dimmable Dimming Range: UGR: Glare Cut Angle: Beam Angle: Rotation Angle: Tilt Angle: IP code: 65 IK code: Ambient Temperature Range: -20 - 40°C Surge Protection: 1kV Classification of Luminaries: Class Ⅱ THDi: <15% Effective Projected Area: Driver: Integrated Cut Out Size: Dimensions: W85mm*L1500mm*H60mm Weight: 1.2 kg Body: PC(White) Reflector: Diffuser: PC(White) Trim: Caseing: Country of Origin: China Brand: Panasonic Remarks:
10 | 58 | NNFC4039288 ¦ Sản phẩm ¦ Việt Nam ¦ Panasonic Lighting | NNFC4039288 |  | Đèn kiểu Batten | Battenlight không thấm nước | Ex 2G | {"type_of_luminaire": "Batten", "type_of_light_source": "LED", "power_input": "45W", "system_lumen_output": "6500 lm", "system_efficacy": "144 lm/W", "power_voltage": "220-240V", "power_factor": "0.9", "lifetime": "50000H(L70)", "cct": "6500K", "cri": "80", "sdcm": "<5", "input_frequency": "50/60Hz", "dimming": "non-Dimmable", "ip_code": "65", "ambient_temperature_range": "-20 - 40°C", "surge_protection": "1kV", "classification_of_luminaries": "Class Ⅱ", "thdi": "<15%", "driver": "Integrated", "dimensions": "W85mm*L1500mm*H60mm", "weight": "1.2 kg", "body": "PC(White)", "diffuser": "PC(White)", "country_of_origin": "China", "brand": "Panasonic"} |  |  | https://panasonic.net/electricworks/lighting/vn/products/pspec.php?id=G00024522 | https://panasonic.net/electricworks/shared_data/spec/img/ch_21100103-MP.jpg |  |  |  | Type of Luminaire: Batten Set Model No.: NNFC4039288 Type of Luminaire: Batten Set Model No.: NNFC4039288 Type of Light Source: LED Power Input: 45W System Lumen Output: 6500 lm System Efficacy: 144 lm/W Power Voltage: 220-240V Power Factor: 0.9 Lifetime: 50000H(L70) CCT: 6500K CRI: 80 SDCM: <5 Input Frequency: 50/60Hz Dimming: non-Dimmable Dimming Range: UGR: Glare Cut Angle: Beam Angle: Rotation Angle: Tilt Angle: IP code: 65 IK code: Ambient Temperature Range: -20 - 40°C Surge Protection: 1kV Classification of Luminaries: Class Ⅱ THDi: <15% Effective Projected Area: Driver: Integrated Cut Out Size: Dimensions: W85mm*L1500mm*H60mm Weight: 1.2 kg Body: PC(White) Reflector: Diffuser: PC(White) Trim: Caseing: Country of Origin: China Brand: Panasonic Remarks:
11 | 59 | NFV30002WE ¦ Sản phẩm ¦ Việt Nam ¦ Panasonic Lighting | NFV30002WE |  | Đèn kiểu Batten | Đèn kiểu Batten tiêu chuẩn (Pro) | Đèn kiểu Batten AG | {"type_of_luminaire": "Batten", "type_of_light_source": "LED", "power_input": "28W", "system_lumen_output": "4000 lm", "system_efficacy": "143 lm/W", "power_voltage": "220-240V", "power_factor": "0.95", "lifetime": "50000H(L70)", "cct": "4000K", "cri": "80", "sdcm": "<5", "input_frequency": "50/60Hz", "dimming": "non-Dimmable", "beam_angle": "110deg.", "ip_code": "20", "ik_code": "IK 06", "ambient_temperature_range": "5 - 35°C", "surge_protection": "1kV", "classification_of_luminaries": "Class Ⅱ", "thdi": "<15%", "driver": "Integrated", "dimensions": "W50mm*L1200mm*H48mm", "weight": "0.7 kg", "body": "Aluminum", "diffuser": "PC(Frost)", "country_of_origin": "China", "brand": "Panasonic", "certificates_standards": "CB / RoHs / TISI"} |  |  | https://panasonic.net/electricworks/lighting/vn/products/pspec.php?id=G00024677 | https://panasonic.net/electricworks/shared_data/spec/img/ch_21100002-MP.jpg |  |  |  | Type of Luminaire: Batten Set Model No.: NFV30002WE Type of Luminaire: Batten Set Model No.: NFV30002WE Type of Light Source: LED Power Input: 28W System Lumen Output: 4000 lm System Efficacy: 143 lm/W Power Voltage: 220-240V Power Factor: 0.95 Lifetime: 50000H(L70) CCT: 4000K CRI: 80 SDCM: <5 Input Frequency: 50/60Hz Dimming: non-Dimmable Dimming Range: UGR: Glare Cut Angle: Beam Angle: 110deg. Rotation Angle: Tilt Angle: IP code: 20 IK code: IK 06 Ambient Temperature Range: 5 - 35°C Surge Protection: 1kV Classification of Luminaries: Class Ⅱ THDi: <15% Effective Projected Area: Driver: Integrated Cut Out Size: Dimensions: W50mm*L1200mm*H48mm Weight: 0.7 kg Body: Aluminum Reflector: Diffuser: PC(Frost) Trim: Caseing: Country of Origin: China Brand: Panasonic Remarks:
12 | 60 | NFV30012WE ¦ Sản phẩm ¦ Việt Nam ¦ Panasonic Lighting | NFV30012WE |  | Đèn kiểu Batten | Đèn kiểu Batten tiêu chuẩn (Pro) | Đèn kiểu Batten AG | {"type_of_luminaire": "Batten", "type_of_light_source": "LED", "power_input": "28W", "system_lumen_output": "4000 lm", "system_efficacy": "143 lm/W", "power_voltage": "220-240V", "power_factor": "0.95", "lifetime": "50000H(L70)", "cct": "5000K", "cri": "80", "sdcm": "<5", "input_frequency": "50/60Hz", "dimming": "non-Dimmable", "beam_angle": "110deg.", "ip_code": "20", "ik_code": "IK 06", "ambient_temperature_range": "5 - 35°C", "surge_protection": "1kV", "classification_of_luminaries": "Class Ⅱ", "thdi": "<15%", "driver": "Integrated", "dimensions": "W50mm*L1200mm*H48mm", "weight": "0.7 kg", "body": "Aluminum", "diffuser": "PC(Frost)", "country_of_origin": "China", "brand": "Panasonic"} |  |  | https://panasonic.net/electricworks/lighting/vn/products/pspec.php?id=G00024678 | https://panasonic.net/electricworks/shared_data/spec/img/ch_21100002-MP.jpg |  |  |  | Type of Luminaire: Batten Set Model No.: NFV30012WE Type of Luminaire: Batten Set Model No.: NFV30012WE Type of Light Source: LED Power Input: 28W System Lumen Output: 4000 lm System Efficacy: 143 lm/W Power Voltage: 220-240V Power Factor: 0.95 Lifetime: 50000H(L70) CCT: 5000K CRI: 80 SDCM: <5 Input Frequency: 50/60Hz Dimming: non-Dimmable Dimming Range: UGR: Glare Cut Angle: Beam Angle: 110deg. Rotation Angle: Tilt Angle: IP code: 20 IK code: IK 06 Ambient Temperature Range: 5 - 35°C Surge Protection: 1kV Classification of Luminaries: Class Ⅱ THDi: <15% Effective Projected Area: Driver: Integrated Cut Out Size: Dimensions: W50mm*L1200mm*H48mm Weight: 0.7 kg Body: Aluminum Reflector: Diffuser: PC(Frost) Trim: Caseing: Country of Origin: China Brand: Panasonic Remarks:
13 | 61 | NFV30052WE ¦ Sản phẩm ¦ Việt Nam ¦ Panasonic Lighting | NFV30052WE |  | Đèn kiểu Batten | Đèn kiểu Batten tiêu chuẩn (Pro) | Đèn kiểu Batten AG | {"type_of_luminaire": "Batten", "type_of_light_source": "LED", "power_input": "28W", "system_lumen_output": "4000 lm", "system_efficacy": "143 lm/W", "power_voltage": "220-240V", "power_factor": "0.95", "lifetime": "50000H(L70)", "cct": "6500K", "cri": "80", "sdcm": "<5", "input_frequency": "50/60Hz", "dimming": "non-Dimmable", "beam_angle": "110deg.", "ip_code": "20", "ik_code": "IK 06", "ambient_temperature_range": "5 - 35°C", "surge_protection": "1kV", "classification_of_luminaries": "Class Ⅱ", "thdi": "<15%", "driver": "Integrated", "dimensions": "W50mm*L1200mm*H48mm", "weight": "0.7 kg", "body": "Aluminum", "diffuser": "PC(Frost)", "country_of_origin": "China", "brand": "Panasonic"} |  |  | https://panasonic.net/electricworks/lighting/vn/products/pspec.php?id=G00024679 | https://panasonic.net/electricworks/shared_data/spec/img/ch_21100002-MP.jpg |  |  |  | Type of Luminaire: Batten Set Model No.: NFV30052WE Type of Luminaire: Batten Set Model No.: NFV30052WE Type of Light Source: LED Power Input: 28W System Lumen Output: 4000 lm System Efficacy: 143 lm/W Power Voltage: 220-240V Power Factor: 0.95 Lifetime: 50000H(L70) CCT: 6500K CRI: 80 SDCM: <5 Input Frequency: 50/60Hz Dimming: non-Dimmable Dimming Range: UGR: Glare Cut Angle: Beam Angle: 110deg. Rotation Angle: Tilt Angle: IP code: 20 IK code: IK 06 Ambient Temperature Range: 5 - 35°C Surge Protection: 1kV Classification of Luminaries: Class Ⅱ THDi: <15% Effective Projected Area: Driver: Integrated Cut Out Size: Dimensions: W50mm*L1200mm*H48mm Weight: 0.7 kg Body: Aluminum Reflector: Diffuser: PC(Frost) Trim: Caseing: Country of Origin: China Brand: Panasonic Remarks:
14 | 62 | NFV30003WE ¦ Sản phẩm ¦ Việt Nam ¦ Panasonic Lighting | NFV30003WE |  | Đèn kiểu Batten | Đèn kiểu Batten tiêu chuẩn (Pro) | Đèn kiểu Batten AG | {"type_of_luminaire": "Batten", "type_of_light_source": "LED", "power_input": "49W", "system_lumen_output": "7000 lm", "system_efficacy": "143 lm/W", "power_voltage": "220-240V", "power_factor": "0.95", "lifetime": "50000H(L70)", "cct": "4000K", "cri": "80", "sdcm": "<5", "input_frequency": "50/60Hz", "dimming": "non-Dimmable", "beam_angle": "110deg.", "ip_code": "20", "ik_code": "IK 06", "ambient_temperature_range": "5 - 35°C", "surge_protection": "1kV", "classification_of_luminaries": "Class Ⅱ", "thdi": "<15%", "driver": "Integrated", "dimensions": "W50mm*L1200mm*H48mm", "weight": "0.7 kg", "body": "Aluminum", "diffuser": "PC(Frost)", "country_of_origin": "China", "brand": "Panasonic"} |  |  | https://panasonic.net/electricworks/lighting/vn/products/pspec.php?id=G00024680 | https://panasonic.net/electricworks/shared_data/spec/img/ch_21100002-MP.jpg |  |  |  | Type of Luminaire: Batten Set Model No.: NFV30003WE Type of Luminaire: Batten Set Model No.: NFV30003WE Type of Light Source: LED Power Input: 49W System Lumen Output: 7000 lm System Efficacy: 143 lm/W Power Voltage: 220-240V Power Factor: 0.95 Lifetime: 50000H(L70) CCT: 4000K CRI: 80 SDCM: <5 Input Frequency: 50/60Hz Dimming: non-Dimmable Dimming Range: UGR: Glare Cut Angle: Beam Angle: 110deg. Rotation Angle: Tilt Angle: IP code: 20 IK code: IK 06 Ambient Temperature Range: 5 - 35°C Surge Protection: 1kV Classification of Luminaries: Class Ⅱ THDi: <15% Effective Projected Area: Driver: Integrated Cut Out Size: Dimensions: W50mm*L1200mm*H48mm Weight: 0.7 kg Body: Aluminum Reflector: Diffuser: PC(Frost) Trim: Caseing: Country of Origin: China Brand: Panasonic Remarks:
15 | 63 | NFV30013WE ¦ Sản phẩm ¦ Việt Nam ¦ Panasonic Lighting | NFV30013WE |  | Đèn kiểu Batten | Đèn kiểu Batten tiêu chuẩn (Pro) | Đèn kiểu Batten AG | {"type_of_luminaire": "Batten", "type_of_light_source": "LED", "power_input": "49W", "system_lumen_output": "7000 lm", "system_efficacy": "143 lm/W", "power_voltage": "220-240V", "power_factor": "0.95", "lifetime": "50000H(L70)", "cct": "5000K", "cri": "80", "sdcm": "<5", "input_frequency": "50/60Hz", "dimming": "non-Dimmable", "beam_angle": "110deg.", "ip_code": "20", "ik_code": "IK 06", "ambient_temperature_range": "5 - 35°C", "surge_protection": "1kV", "classification_of_luminaries": "Class Ⅱ", "thdi": "<15%", "driver": "Integrated", "dimensions": "W50mm*L1200mm*H48mm", "weight": "0.7 kg", "body": "Aluminum", "diffuser": "PC(Frost)", "country_of_origin": "China", "brand": "Panasonic"} |  |  | https://panasonic.net/electricworks/lighting/vn/products/pspec.php?id=G00024681 | https://panasonic.net/electricworks/shared_data/spec/img/ch_21100002-MP.jpg |  |  |  | Type of Luminaire: Batten Set Model No.: NFV30013WE Type of Luminaire: Batten Set Model No.: NFV30013WE Type of Light Source: LED Power Input: 49W System Lumen Output: 7000 lm System Efficacy: 143 lm/W Power Voltage: 220-240V Power Factor: 0.95 Lifetime: 50000H(L70) CCT: 5000K CRI: 80 SDCM: <5 Input Frequency: 50/60Hz Dimming: non-Dimmable Dimming Range: UGR: Glare Cut Angle: Beam Angle: 110deg. Rotation Angle: Tilt Angle: IP code: 20 IK code: IK 06 Ambient Temperature Range: 5 - 35°C Surge Protection: 1kV Classification of Luminaries: Class Ⅱ THDi: <15% Effective Projected Area: Driver: Integrated Cut Out Size: Dimensions: W50mm*L1200mm*H48mm Weight: 0.7 kg Body: Aluminum Reflector: Diffuser: PC(Frost) Trim: Caseing: Country of Origin: China Brand: Panasonic Remarks:
16 | 64 | NFV30053WE ¦ Sản phẩm ¦ Việt Nam ¦ Panasonic Lighting | NFV30053WE |  | Đèn kiểu Batten | Đèn kiểu Batten tiêu chuẩn (Pro) | Đèn kiểu Batten AG | {"type_of_luminaire": "Batten", "type_of_light_source": "LED", "power_input": "49W", "system_lumen_output": "7000 lm", "system_efficacy": "143 lm/W", "power_voltage": "220-240V", "power_factor": "0.95", "lifetime": "50000H(L70)", "cct": "6500K", "cri": "80", "input_frequency": "50/60Hz", "dimming": "non-Dimmable", "beam_angle": "110deg.", "ip_code": "20", "ik_code": "IK 06", "ambient_temperature_range": "5 - 35°C", "classification_of_luminaries": "Class Ⅱ", "thdi": "<15%", "driver": "Integrated", "dimensions": "W50mm*L1200mm*H48mm", "weight": "0.7 kg", "body": "Aluminum", "diffuser": "PC(Frost)", "country_of_origin": "China", "brand": "Panasonic"} |  |  | https://panasonic.net/electricworks/lighting/vn/products/pspec.php?id=G00024682 | https://panasonic.net/electricworks/shared_data/spec/img/ch_21100002-MP.jpg |  |  |  | Type of Luminaire: Batten Set Model No.: NFV30053WE Type of Luminaire: Batten Set Model No.: NFV30053WE Type of Light Source: LED Power Input: 49W System Lumen Output: 7000 lm System Efficacy: 143 lm/W Power Voltage: 220-240V Power Factor: 0.95 Lifetime: 50000H(L70) CCT: 6500K CRI: 80 SDCM: Input Frequency: 50/60Hz Dimming: non-Dimmable Dimming Range: UGR: Glare Cut Angle: Beam Angle: 110deg. Rotation Angle: Tilt Angle: IP code: 20 IK code: IK 06 Ambient Temperature Range: 5 - 35°C Surge Protection: Classification of Luminaries: Class Ⅱ THDi: <15% Effective Projected Area: Driver: Integrated Cut Out Size: Dimensions: W50mm*L1200mm*H48mm Weight: 0.7 kg Body: Aluminum Reflector: Diffuser: PC(Frost) Trim: Caseing: Country of Origin: China Brand: Panasonic Remarks:
17 | 144 | NFV30102WE ¦ Sản phẩm ¦ Việt Nam ¦ Panasonic Lighting | NFV30102WE |  | Đèn kiểu Batten | Đèn kiểu Batten tiêu chuẩn (Pro) | Đèn kiểu Batten AG | {"type_of_luminaire": "Batten", "type_of_light_source": "LED", "power_input": "26W", "system_lumen_output": "4000 lm", "system_efficacy": "154 lm/W", "power_voltage": "220-240V", "power_factor": "0.9", "lifetime": "50000H(L70)", "cct": "4000K", "cri": "80", "sdcm": "<5", "input_frequency": "50/60Hz", "dimming": "non-Dimmable", "beam_angle": "120deg.", "tilt_angle": "90deg.", "ip_code": "20", "ik_code": "IK 08", "ambient_temperature_range": "5 - 35°C", "surge_protection": "1kV", "classification_of_luminaries": "Class Ⅱ", "thdi": "<20%", "driver": "Integrated", "dimensions": "W52mm*L1200mm*H51mm", "weight": "0.68 kg", "body": "AL(Sliver)", "country_of_origin": "China", "brand": "Panasonic"} |  |  | https://panasonic.net/electricworks/lighting/vn/products/pspec.php?id=G00026532 | https://panasonic.net/electricworks/shared_data/spec/img/img_24030078-MP.jpg |  |  |  | Type of Luminaire: Batten Set Model No.: NFV30102WE Type of Luminaire: Batten Set Model No.: NFV30102WE Type of Light Source: LED Power Input: 26W System Lumen Output: 4000 lm System Efficacy: 154 lm/W Power Voltage: 220-240V Power Factor: 0.9 Lifetime: 50000H(L70) CCT: 4000K CRI: 80 SDCM: <5 Input Frequency: 50/60Hz Dimming: non-Dimmable Dimming Range: UGR: Glare Cut Angle: Beam Angle: 120deg. Rotation Angle: Tilt Angle: 90deg. IP code: 20 IK code: IK 08 Ambient Temperature Range: 5 - 35°C Surge Protection: 1kV Classification of Luminaries: Class Ⅱ THDi: <20% Effective Projected Area: Driver: Integrated Cut Out Size: Dimensions: W52mm*L1200mm*H51mm Weight: 0.68 kg Body: AL(Sliver) Reflector: Diffuser: Trim: Caseing: Country of Origin: China Brand: Panasonic Remarks:
18 | 145 | NFV30103WE ¦ Sản phẩm ¦ Việt Nam ¦ Panasonic Lighting | NFV30103WE |  | Đèn kiểu Batten | Đèn kiểu Batten tiêu chuẩn (Pro) | Đèn kiểu Batten AG | {"type_of_luminaire": "Batten", "type_of_light_source": "LED", "power_input": "26W", "system_lumen_output": "4000 lm", "system_efficacy": "154 lm/W", "power_voltage": "220-240V", "power_factor": "0.9", "lifetime": "50000H(L70)", "cct": "5000K", "cri": "80", "sdcm": "<5", "input_frequency": "50/60Hz", "dimming": "non-Dimmable", "beam_angle": "120deg.", "tilt_angle": "120deg.", "ip_code": "20", "ik_code": "IK 08", "ambient_temperature_range": "5 - 35°C", "surge_protection": "1kV", "classification_of_luminaries": "Class Ⅱ", "thdi": "<20%", "driver": "Integrated", "dimensions": "W52mm*L1200mm*H51mm", "weight": "0.68 kg", "body": "AL(Sliver)", "country_of_origin": "China", "brand": "Panasonic", "certificates_standards": "RoHs / CISPR15 / TISI / CR"} |  |  | https://panasonic.net/electricworks/lighting/vn/products/pspec.php?id=G00026533 | https://panasonic.net/electricworks/shared_data/spec/img/img_24030079-MP.jpg |  |  |  | Type of Luminaire: Batten Set Model No.: NFV30103WE Type of Luminaire: Batten Set Model No.: NFV30103WE Type of Light Source: LED Power Input: 26W System Lumen Output: 4000 lm System Efficacy: 154 lm/W Power Voltage: 220-240V Power Factor: 0.9 Lifetime: 50000H(L70) CCT: 5000K CRI: 80 SDCM: <5 Input Frequency: 50/60Hz Dimming: non-Dimmable Dimming Range: UGR: Glare Cut Angle: Beam Angle: 120deg. Rotation Angle: Tilt Angle: 120deg. IP code: 20 IK code: IK 08 Ambient Temperature Range: 5 - 35°C Surge Protection: 1kV Classification of Luminaries: Class Ⅱ THDi: <20% Effective Projected Area: Driver: Integrated Cut Out Size: Dimensions: W52mm*L1200mm*H51mm Weight: 0.68 kg Body: AL(Sliver) Reflector: Diffuser: Trim: Caseing: Country of Origin: China Brand: Panasonic Remarks:
19 | 146 | NFV30112WE ¦ Sản phẩm ¦ Việt Nam ¦ Panasonic Lighting | NFV30112WE |  | Đèn kiểu Batten | Đèn kiểu Batten tiêu chuẩn (Pro) | Đèn kiểu Batten AG | {"type_of_luminaire": "Batten", "type_of_light_source": "LED", "power_input": "26W", "system_lumen_output": "4000 lm", "system_efficacy": "154 lm/W", "power_voltage": "220-240V", "power_factor": "0.9", "lifetime": "50000H(L70)", "cct": "6500K", "cri": "80", "sdcm": "<5", "input_frequency": "50/60Hz", "dimming": "non-Dimmable", "beam_angle": "120deg.", "tilt_angle": "120deg.", "ip_code": "20", "ik_code": "IK 08", "ambient_temperature_range": "5 - 35°C", "surge_protection": "1kV", "classification_of_luminaries": "Class Ⅱ", "thdi": "<20%", "driver": "Integrated", "dimensions": "W52mm*L1200mm*H51mm", "weight": "0.68 kg", "body": "AL(Sliver)", "country_of_origin": "China", "brand": "Panasonic"} |  |  | https://panasonic.net/electricworks/lighting/vn/products/pspec.php?id=G00026534 | https://panasonic.net/electricworks/shared_data/spec/img/img_24030080-MP.jpg |  |  |  | Type of Luminaire: Batten Set Model No.: NFV30112WE Type of Luminaire: Batten Set Model No.: NFV30112WE Type of Light Source: LED Power Input: 26W System Lumen Output: 4000 lm System Efficacy: 154 lm/W Power Voltage: 220-240V Power Factor: 0.9 Lifetime: 50000H(L70) CCT: 6500K CRI: 80 SDCM: <5 Input Frequency: 50/60Hz Dimming: non-Dimmable Dimming Range: UGR: Glare Cut Angle: Beam Angle: 120deg. Rotation Angle: Tilt Angle: 120deg. IP code: 20 IK code: IK 08 Ambient Temperature Range: 5 - 35°C Surge Protection: 1kV Classification of Luminaries: Class Ⅱ THDi: <20% Effective Projected Area: Driver: Integrated Cut Out Size: Dimensions: W52mm*L1200mm*H51mm Weight: 0.68 kg Body: AL(Sliver) Reflector: Diffuser: Trim: Caseing: Country of Origin: China Brand: Panasonic Remarks:
20 | 147 | NFV30113WE ¦ Sản phẩm ¦ Việt Nam ¦ Panasonic Lighting | NFV30113WE |  | Đèn kiểu Batten | Đèn kiểu Batten tiêu chuẩn (Pro) | Đèn kiểu Batten AG | {"type_of_luminaire": "Batten", "type_of_light_source": "LED", "power_input": "46W", "system_lumen_output": "7000 lm", "system_efficacy": "152 lm/W", "power_voltage": "220-240V", "power_factor": "0.9", "lifetime": "50000H(L70)", "cct": "4000K", "cri": "80", "sdcm": "<5", "input_frequency": "50/60Hz", "dimming": "non-Dimmable", "beam_angle": "120deg.", "tilt_angle": "120deg.", "ip_code": "20", "ik_code": "IK 08", "ambient_temperature_range": "5 - 35°C", "surge_protection": "1kV", "classification_of_luminaries": "Class Ⅱ", "thdi": "<20%", "driver": "Integrated", "dimensions": "W52mm*L1200mm*H51mm", "weight": "0.68 kg", "body": "AL(Sliver)", "country_of_origin": "China", "brand": "Panasonic"} |  |  | https://panasonic.net/electricworks/lighting/vn/products/pspec.php?id=G00026535 | https://panasonic.net/electricworks/shared_data/spec/img/img_24030081-MP.jpg |  |  |  | Type of Luminaire: Batten Set Model No.: NFV30113WE Type of Luminaire: Batten Set Model No.: NFV30113WE Type of Light Source: LED Power Input: 46W System Lumen Output: 7000 lm System Efficacy: 152 lm/W Power Voltage: 220-240V Power Factor: 0.9 Lifetime: 50000H(L70) CCT: 4000K CRI: 80 SDCM: <5 Input Frequency: 50/60Hz Dimming: non-Dimmable Dimming Range: UGR: Glare Cut Angle: Beam Angle: 120deg. Rotation Angle: Tilt Angle: 120deg. IP code: 20 IK code: IK 08 Ambient Temperature Range: 5 - 35°C Surge Protection: 1kV Classification of Luminaries: Class Ⅱ THDi: <20% Effective Projected Area: Driver: Integrated Cut Out Size: Dimensions: W52mm*L1200mm*H51mm Weight: 0.68 kg Body: AL(Sliver) Reflector: Diffuser: Trim: Caseing: Country of Origin: China Brand: Panasonic Remarks:

## Đèn Down Light âm trần
STT | Product_ID | Tên sản phẩm | Mã Sản Phẩm | Mã SAP | category 1 | category 2 | category 3 | Tags | Giá | Giá đối chiếu | Link sản phẩm | Link ảnh sản phẩm | Link mua hàng online | Tóm tắt TSKT | Tóm tắt ưu điểm, tính năng | Thông số kỹ thuật | Link file HDSD | VD HDSD | Nội dung Ưu điểm SP
1 | 65 | NNV70030WE1A ¦ Sản phẩm ¦ Việt Nam ¦ Panasonic Lighting |  |  | Đèn Down Light âm trần | Đèn Down Light tiêu chuẩn (Thương mại) | DN 2G |  |  |  | https://panasonic.net/electricworks/lighting/vn/products/pspec.php?id=G00024796 | https://panasonic.net/electricworks/shared_data/spec/img/ch_21100081-MP.jpg |  |  |  | Type of Luminaire: Downlight Set Model No.: NNV70030WE1A Type of Luminaire: Downlight Set Model No.: NNV70030WE1A Type of Light Source: LED Power Input: 6W System Lumen Output: 480 lm System Efficacy: 80 lm/W Power Voltage: 220-240V Power Factor: 0.5 Lifetime: 20000H(L70) CCT: 3000K CRI: 80 SDCM: <6 Input Frequency: 50/60Hz Dimming: non-Dimmable Dimming Range: UGR: Glare Cut Angle: Beam Angle: Rotation Angle: Tilt Angle: IP code: 20 IK code: IK 03 Ambient Temperature Range: 5 - 35°C Surge Protection: 0.5kV Classification of Luminaries: Class Ⅱ THDi: Effective Projected Area: Driver: Integrated Cut Out Size: 90mm Dimensions: L109mm*H32mm Weight: 0.064 kg Body: PP(White) Reflector: Diffuser: PC/PS(Frost) Trim: PC+ABS (White) Caseing: Country of Origin: China Brand: Panasonic Remarks: RG0
2 | 66 | NNV70040WE1A ¦ Sản phẩm ¦ Việt Nam ¦ Panasonic Lighting | NNV70040WE1A |  | Đèn Down Light âm trần | Đèn Down Light tiêu chuẩn (Thương mại) | DN 2G | {"type_of_luminaire": "Downlight", "type_of_light_source": "LED", "power_input": "6W", "system_lumen_output": "480 lm", "system_efficacy": "80 lm/W", "power_voltage": "220-240V", "power_factor": "0.5", "lifetime": "20000H(L70)", "cct": "4000K", "cri": "80", "sdcm": "<6", "input_frequency": "50/60Hz", "dimming": "non-Dimmable", "ip_code": "20", "ik_code": "IK 03", "ambient_temperature_range": "5 - 35°C", "surge_protection": "0.5kV", "classification_of_luminaries": "Class Ⅱ", "driver": "Integrated", "cut_out_size": "90mm", "dimensions": "L109mm*H32mm", "weight": "0.064 kg", "body": "PP(White)", "diffuser": "PC/PS(Frost)", "trim": "PC+ABS (White)", "country_of_origin": "China", "brand": "Panasonic", "remarks": "RG0"} |  |  | https://panasonic.net/electricworks/lighting/vn/products/pspec.php?id=G00024797 | https://panasonic.net/electricworks/shared_data/spec/img/ch_21100081-MP.jpg |  |  |  | Type of Luminaire: Downlight Set Model No.: NNV70040WE1A Type of Luminaire: Downlight Set Model No.: NNV70040WE1A Type of Light Source: LED Power Input: 6W System Lumen Output: 480 lm System Efficacy: 80 lm/W Power Voltage: 220-240V Power Factor: 0.5 Lifetime: 20000H(L70) CCT: 4000K CRI: 80 SDCM: <6 Input Frequency: 50/60Hz Dimming: non-Dimmable Dimming Range: UGR: Glare Cut Angle: Beam Angle: Rotation Angle: Tilt Angle: IP code: 20 IK code: IK 03 Ambient Temperature Range: 5 - 35°C Surge Protection: 0.5kV Classification of Luminaries: Class Ⅱ THDi: Effective Projected Area: Driver: Integrated Cut Out Size: 90mm Dimensions: L109mm*H32mm Weight: 0.064 kg Body: PP(White) Reflector: Diffuser: PC/PS(Frost) Trim: PC+ABS (White) Caseing: Country of Origin: China Brand: Panasonic Remarks: RG0
3 | 67 | NNV70060WE1A ¦ Sản phẩm ¦ Việt Nam ¦ Panasonic Lighting | NNV70060WE1A |  | Đèn Down Light âm trần | Đèn Down Light tiêu chuẩn (Thương mại) | DN 2G | {"type_of_luminaire": "Downlight", "type_of_light_source": "LED", "power_input": "6W", "system_lumen_output": "480 lm", "system_efficacy": "80 lm/W", "power_voltage": "220-240V", "power_factor": "0.5", "lifetime": "20000H(L70)", "cct": "6500K", "cri": "80", "sdcm": "<6", "input_frequency": "50/60Hz", "dimming": "non-Dimmable", "ip_code": "20", "ik_code": "IK 03", "ambient_temperature_range": "5 - 35°C", "surge_protection": "0.5kV", "classification_of_luminaries": "Class Ⅱ", "driver": "Integrated", "cut_out_size": "90mm", "dimensions": "L109mm*H32mm", "weight": "0.064 kg", "body": "PP(White)", "diffuser": "PC/PS(Frost)", "trim": "PC+ABS (White)", "country_of_origin": "China", "brand": "Panasonic", "remarks": "RG0"} |  |  | https://panasonic.net/electricworks/lighting/vn/products/pspec.php?id=G00024798 | https://panasonic.net/electricworks/shared_data/spec/img/ch_21100081-MP.jpg |  |  |  | Type of Luminaire: Downlight Set Model No.: NNV70060WE1A Type of Luminaire: Downlight Set Model No.: NNV70060WE1A Type of Light Source: LED Power Input: 6W System Lumen Output: 480 lm System Efficacy: 80 lm/W Power Voltage: 220-240V Power Factor: 0.5 Lifetime: 20000H(L70) CCT: 6500K CRI: 80 SDCM: <6 Input Frequency: 50/60Hz Dimming: non-Dimmable Dimming Range: UGR: Glare Cut Angle: Beam Angle: Rotation Angle: Tilt Angle: IP code: 20 IK code: IK 03 Ambient Temperature Range: 5 - 35°C Surge Protection: 0.5kV Classification of Luminaries: Class Ⅱ THDi: Effective Projected Area: Driver: Integrated Cut Out Size: 90mm Dimensions: L109mm*H32mm Weight: 0.064 kg Body: PP(White) Reflector: Diffuser: PC/PS(Frost) Trim: PC+ABS (White) Caseing: Country of Origin: China Brand: Panasonic Remarks: RG0
4 | 68 | NNV70031WE1A ¦ Sản phẩm ¦ Việt Nam ¦ Panasonic Lighting |  |  | Đèn Down Light âm trần | Đèn Down Light tiêu chuẩn (Thương mại) | DN 2G |  |  |  | https://panasonic.net/electricworks/lighting/vn/products/pspec.php?id=G00024799 | https://panasonic.net/electricworks/shared_data/spec/img/ch_21100081-MP.jpg |  |  |  | Type of Luminaire: Downlight Set Model No.: NNV70031WE1A Type of Luminaire: Downlight Set Model No.: NNV70031WE1A Type of Light Source: LED Power Input: 9W System Lumen Output: 720 lm System Efficacy: 80 lm/W Power Voltage: 220-240V Power Factor: 0.5 Lifetime: 20000H(L70) CCT: 3000K CRI: 80 SDCM: <6 Input Frequency: 50/60Hz Dimming: non-Dimmable Dimming Range: UGR: Glare Cut Angle: Beam Angle: Rotation Angle: Tilt Angle: IP code: 20 IK code: IK 03 Ambient Temperature Range: 5 - 35°C Surge Protection: 0.5kV Classification of Luminaries: Class Ⅱ THDi: Effective Projected Area: Driver: Integrated Cut Out Size: 90mm Dimensions: L109mm*H32mm Weight: 0.064 kg Body: PP(White) Reflector: Diffuser: PC/PS(Frost) Trim: PC+ABS (White) Caseing: Country of Origin: China Brand: Panasonic Remarks: RG0
5 | 69 | NNV70041WE1A ¦ Sản phẩm ¦ Việt Nam ¦ Panasonic Lighting | NNV70041WE1A |  | Đèn Down Light âm trần | Đèn Down Light tiêu chuẩn (Thương mại) | DN 2G | {"type_of_luminaire": "Downlight", "type_of_light_source": "LED", "power_input": "9W", "system_lumen_output": "720 lm", "system_efficacy": "80 lm/W", "power_voltage": "220-240V", "power_factor": "0.5", "lifetime": "20000H(L70)", "cct": "4000K", "cri": "80", "sdcm": "<6", "input_frequency": "50/60Hz", "dimming": "non-Dimmable", "ip_code": "20", "ik_code": "IK 03", "ambient_temperature_range": "5 - 35°C", "surge_protection": "0.5kV", "classification_of_luminaries": "Class Ⅱ", "driver": "Integrated", "cut_out_size": "90mm", "dimensions": "L109mm*H32mm", "weight": "0.064 kg", "body": "PP(White)", "diffuser": "PC/PS(Frost)", "trim": "PC+ABS (White)", "country_of_origin": "China", "brand": "Panasonic", "remarks": "RG0"} |  |  | https://panasonic.net/electricworks/lighting/vn/products/pspec.php?id=G00024800 | https://panasonic.net/electricworks/shared_data/spec/img/ch_21100081-MP.jpg |  |  |  | Type of Luminaire: Downlight Set Model No.: NNV70041WE1A Type of Luminaire: Downlight Set Model No.: NNV70041WE1A Type of Light Source: LED Power Input: 9W System Lumen Output: 720 lm System Efficacy: 80 lm/W Power Voltage: 220-240V Power Factor: 0.5 Lifetime: 20000H(L70) CCT: 4000K CRI: 80 SDCM: <6 Input Frequency: 50/60Hz Dimming: non-Dimmable Dimming Range: UGR: Glare Cut Angle: Beam Angle: Rotation Angle: Tilt Angle: IP code: 20 IK code: IK 03 Ambient Temperature Range: 5 - 35°C Surge Protection: 0.5kV Classification of Luminaries: Class Ⅱ THDi: Effective Projected Area: Driver: Integrated Cut Out Size: 90mm Dimensions: L109mm*H32mm Weight: 0.064 kg Body: PP(White) Reflector: Diffuser: PC/PS(Frost) Trim: PC+ABS (White) Caseing: Country of Origin: China Brand: Panasonic Remarks: RG0 |  |  | Features Nhiều kích cỡ hơn cho khả năng chịu lỗi hơn 2 tùy chọn watt cho mỗi kích thước cắt. Nhiều kích thước hơn, bao gồm tất cả các lỗ cắt sai kích thước. 32mm, phù hợp với trần nông Thích hợp cho khoảng cách trần thấp với chiều cao mỏng 32mm. Thân thiện với mắt Đáp ứng yêu cầu RG0 mà không gây hại cho ánh sáng xanh, chăm sóc cho đôi mắt của bạn.
6 | 70 | NNV70061WE1A ¦ Sản phẩm ¦ Việt Nam ¦ Panasonic Lighting | NNV70061WE1A |  | Đèn Down Light âm trần | Đèn Down Light tiêu chuẩn (Thương mại) | DN 2G | {"type_of_luminaire": "Downlight", "type_of_light_source": "LED", "power_input": "9W", "system_lumen_output": "720 lm", "system_efficacy": "80 lm/W", "power_voltage": "220-240V", "power_factor": "0.5", "lifetime": "20000H(L70)", "cct": "6500K", "cri": "80", "sdcm": "<6", "input_frequency": "50/60Hz", "dimming": "non-Dimmable", "ip_code": "20", "ik_code": "IK 03", "ambient_temperature_range": "5 - 35°C", "surge_protection": "0.5kV", "classification_of_luminaries": "Class Ⅱ", "driver": "Integrated", "cut_out_size": "90mm", "dimensions": "L109mm*H32mm", "weight": "0.064 kg", "body": "PP(White)", "diffuser": "PC/PS(Frost)", "trim": "PC+ABS (White)", "country_of_origin": "China", "brand": "Panasonic", "remarks": "RG0"} |  |  | https://panasonic.net/electricworks/lighting/vn/products/pspec.php?id=G00024801 | https://panasonic.net/electricworks/shared_data/spec/img/ch_21100081-MP.jpg |  |  |  | Type of Luminaire: Downlight Set Model No.: NNV70061WE1A Type of Luminaire: Downlight Set Model No.: NNV70061WE1A Type of Light Source: LED Power Input: 9W System Lumen Output: 720 lm System Efficacy: 80 lm/W Power Voltage: 220-240V Power Factor: 0.5 Lifetime: 20000H(L70) CCT: 6500K CRI: 80 SDCM: <6 Input Frequency: 50/60Hz Dimming: non-Dimmable Dimming Range: UGR: Glare Cut Angle: Beam Angle: Rotation Angle: Tilt Angle: IP code: 20 IK code: IK 03 Ambient Temperature Range: 5 - 35°C Surge Protection: 0.5kV Classification of Luminaries: Class Ⅱ THDi: Effective Projected Area: Driver: Integrated Cut Out Size: 90mm Dimensions: L109mm*H32mm Weight: 0.064 kg Body: PP(White) Reflector: Diffuser: PC/PS(Frost) Trim: PC+ABS (White) Caseing: Country of Origin: China Brand: Panasonic Remarks: RG0 |  |  | Features Nhiều kích cỡ hơn cho khả năng chịu lỗi hơn 2 tùy chọn watt cho mỗi kích thước cắt. Nhiều kích thước hơn, bao gồm tất cả các lỗ cắt sai kích thước. 32mm, phù hợp với trần nông Thích hợp cho khoảng cách trần thấp với chiều cao mỏng 32mm. Thân thiện với mắt Đáp ứng yêu cầu RG0 mà không gây hại cho ánh sáng xanh, chăm sóc cho đôi mắt của bạn.
7 | 71 | NNV70036WE1A ¦ Sản phẩm ¦ Việt Nam ¦ Panasonic Lighting | NNV70036WE1A |  | Đèn Down Light âm trần | Đèn Down Light tiêu chuẩn (Thương mại) | DN 2G | {"type_of_luminaire": "Downlight", "type_of_light_source": "LED", "power_input": "9W", "system_lumen_output": "720 lm", "system_efficacy": "80 lm/W", "power_voltage": "220-240V", "power_factor": "0.5", "lifetime": "20000H(L70)", "cct": "3000K", "cri": "80", "sdcm": "<6", "input_frequency": "50/60Hz", "dimming": "non-Dimmable", "ip_code": "20", "ik_code": "IK 03", "ambient_temperature_range": "5 - 35°C", "surge_protection": "0.5kV", "classification_of_luminaries": "Class Ⅱ", "driver": "Integrated", "cut_out_size": "110mm", "dimensions": "L129mm*H32mm", "weight": "0.086 kg", "body": "PP(White)", "diffuser": "PC/PS(Frost)", "trim": "PC+ABS (White)", "country_of_origin": "China", "brand": "Panasonic", "remarks": "RG0"} |  |  | https://panasonic.net/electricworks/lighting/vn/products/pspec.php?id=G00024802 | https://panasonic.net/electricworks/shared_data/spec/img/ch_21100082-MP.jpg |  |  |  | Type of Luminaire: Downlight Set Model No.: NNV70036WE1A Type of Luminaire: Downlight Set Model No.: NNV70036WE1A Type of Light Source: LED Power Input: 9W System Lumen Output: 720 lm System Efficacy: 80 lm/W Power Voltage: 220-240V Power Factor: 0.5 Lifetime: 20000H(L70) CCT: 3000K CRI: 80 SDCM: <6 Input Frequency: 50/60Hz Dimming: non-Dimmable Dimming Range: UGR: Glare Cut Angle: Beam Angle: Rotation Angle: Tilt Angle: IP code: 20 IK code: IK 03 Ambient Temperature Range: 5 - 35°C Surge Protection: 0.5kV Classification of Luminaries: Class Ⅱ THDi: Effective Projected Area: Driver: Integrated Cut Out Size: 110mm Dimensions: L129mm*H32mm Weight: 0.086 kg Body: PP(White) Reflector: Diffuser: PC/PS(Frost) Trim: PC+ABS (White) Caseing: Country of Origin: China Brand: Panasonic Remarks: RG0 |  |  | Features Nhiều kích cỡ hơn cho khả năng chịu lỗi hơn 2 tùy chọn watt cho mỗi kích thước cắt. Nhiều kích thước hơn, bao gồm tất cả các lỗ cắt sai kích thước. 32mm, phù hợp với trần nông Thích hợp cho khoảng cách trần thấp với chiều cao mỏng 32mm. Thân thiện với mắt Đáp ứng yêu cầu RG0 mà không gây hại cho ánh sáng xanh, chăm sóc cho đôi mắt của bạn.
8 | 72 | NNV70046WE1A ¦ Sản phẩm ¦ Việt Nam ¦ Panasonic Lighting | NNV70046WE1A |  | Đèn Down Light âm trần | Đèn Down Light tiêu chuẩn (Thương mại) | DN 2G | {"type_of_luminaire": "Downlight", "type_of_light_source": "LED", "power_input": "9W", "system_lumen_output": "720 lm", "system_efficacy": "80 lm/W", "power_voltage": "220-240V", "power_factor": "0.5", "lifetime": "20000H(L70)", "cct": "4000K", "cri": "80", "sdcm": "<6", "input_frequency": "50/60Hz", "dimming": "non-Dimmable", "ip_code": "20", "ik_code": "IK 03", "ambient_temperature_range": "5 - 35°C", "surge_protection": "0.5kV", "classification_of_luminaries": "Class Ⅱ", "driver": "Integrated", "cut_out_size": "110mm", "dimensions": "L129mm*H32mm", "weight": "0.086 kg", "body": "PP(White)", "diffuser": "PC/PS(Frost)", "trim": "PC+ABS (White)", "country_of_origin": "China", "brand": "Panasonic", "remarks": "RG0", "certificates_standards": "RoHs / TISI"} |  |  | https://panasonic.net/electricworks/lighting/vn/products/pspec.php?id=G00024803 | https://panasonic.net/electricworks/shared_data/spec/img/ch_21100082-MP.jpg |  |  |  | Type of Luminaire: Downlight Set Model No.: NNV70046WE1A Type of Luminaire: Downlight Set Model No.: NNV70046WE1A Type of Light Source: LED Power Input: 9W System Lumen Output: 720 lm System Efficacy: 80 lm/W Power Voltage: 220-240V Power Factor: 0.5 Lifetime: 20000H(L70) CCT: 4000K CRI: 80 SDCM: <6 Input Frequency: 50/60Hz Dimming: non-Dimmable Dimming Range: UGR: Glare Cut Angle: Beam Angle: Rotation Angle: Tilt Angle: IP code: 20 IK code: IK 03 Ambient Temperature Range: 5 - 35°C Surge Protection: 0.5kV Classification of Luminaries: Class Ⅱ THDi: Effective Projected Area: Driver: Integrated Cut Out Size: 110mm Dimensions: L129mm*H32mm Weight: 0.086 kg Body: PP(White) Reflector: Diffuser: PC/PS(Frost) Trim: PC+ABS (White) Caseing: Country of Origin: China Brand: Panasonic Remarks: RG0 |  |  | Features Nhiều kích cỡ hơn cho khả năng chịu lỗi hơn 2 tùy chọn watt cho mỗi kích thước cắt. Nhiều kích thước hơn, bao gồm tất cả các lỗ cắt sai kích thước. 32mm, phù hợp với trần nông Thích hợp cho khoảng cách trần thấp với chiều cao mỏng 32mm. Thân thiện với mắt Đáp ứng yêu cầu RG0 mà không gây hại cho ánh sáng xanh, chăm sóc cho đôi mắt của bạn.
9 | 73 | NNV70066WE1A ¦ Sản phẩm ¦ Việt Nam ¦ Panasonic Lighting | NNV70066WE1A |  | Đèn Down Light âm trần | Đèn Down Light tiêu chuẩn (Thương mại) | DN 2G | {"type_of_luminaire": "Downlight", "type_of_light_source": "LED", "power_input": "9W", "system_lumen_output": "720 lm", "system_efficacy": "80 lm/W", "power_voltage": "220-240V", "power_factor": "0.5", "lifetime": "20000H(L70)", "cct": "6500K", "cri": "80", "sdcm": "<6", "input_frequency": "50/60Hz", "dimming": "non-Dimmable", "ip_code": "20", "ik_code": "IK 03", "ambient_temperature_range": "5 - 35°C", "surge_protection": "0.5kV", "classification_of_luminaries": "Class Ⅱ", "driver": "Integrated", "cut_out_size": "110mm", "dimensions": "L129mm*H32mm", "weight": "0.086 kg", "body": "PP(White)", "diffuser": "PC/PS(Frost)", "trim": "PC+ABS (White)", "country_of_origin": "China", "brand": "Panasonic", "remarks": "RG0"} |  |  | https://panasonic.net/electricworks/lighting/vn/products/pspec.php?id=G00024804 | https://panasonic.net/electricworks/shared_data/spec/img/ch_21100082-MP.jpg |  |  |  | Type of Luminaire: Downlight Set Model No.: NNV70066WE1A Type of Luminaire: Downlight Set Model No.: NNV70066WE1A Type of Light Source: LED Power Input: 9W System Lumen Output: 720 lm System Efficacy: 80 lm/W Power Voltage: 220-240V Power Factor: 0.5 Lifetime: 20000H(L70) CCT: 6500K CRI: 80 SDCM: <6 Input Frequency: 50/60Hz Dimming: non-Dimmable Dimming Range: UGR: Glare Cut Angle: Beam Angle: Rotation Angle: Tilt Angle: IP code: 20 IK code: IK 03 Ambient Temperature Range: 5 - 35°C Surge Protection: 0.5kV Classification of Luminaries: Class Ⅱ THDi: Effective Projected Area: Driver: Integrated Cut Out Size: 110mm Dimensions: L129mm*H32mm Weight: 0.086 kg Body: PP(White) Reflector: Diffuser: PC/PS(Frost) Trim: PC+ABS (White) Caseing: Country of Origin: China Brand: Panasonic Remarks: RG0 |  |  | Features Nhiều kích cỡ hơn cho khả năng chịu lỗi hơn 2 tùy chọn watt cho mỗi kích thước cắt. Nhiều kích thước hơn, bao gồm tất cả các lỗ cắt sai kích thước. 32mm, phù hợp với trần nông Thích hợp cho khoảng cách trần thấp với chiều cao mỏng 32mm. Thân thiện với mắt Đáp ứng yêu cầu RG0 mà không gây hại cho ánh sáng xanh, chăm sóc cho đôi mắt của bạn.
10 | 74 | NNV70032WE1A ¦ Sản phẩm ¦ Việt Nam ¦ Panasonic Lighting | NNV70032WE1A |  | Đèn Down Light âm trần | Đèn Down Light tiêu chuẩn (Thương mại) | DN 2G | {"type_of_luminaire": "Downlight", "type_of_light_source": "LED", "power_input": "12W", "system_lumen_output": "960 lm", "system_efficacy": "80 lm/W", "power_voltage": "220-240V", "power_factor": "0.5", "lifetime": "20000H(L70)", "cct": "3000K", "cri": "80", "input_frequency": "50/60Hz", "dimming": "non-Dimmable", "ip_code": "20", "ik_code": "IK 03", "ambient_temperature_range": "5 - 35°C", "classification_of_luminaries": "Class Ⅱ", "driver": "Integrated", "cut_out_size": "110mm", "dimensions": "L129mm*H32mm", "weight": "0.086 kg", "body": "PP(White)", "diffuser": "PC/PS(Frost)", "trim": "PC+ABS (White)", "country_of_origin": "China", "brand": "Panasonic", "remarks": "RG0"} |  |  | https://panasonic.net/electricworks/lighting/vn/products/pspec.php?id=G00024805 | https://panasonic.net/electricworks/shared_data/spec/img/ch_21100082-MP.jpg |  |  |  | Type of Luminaire: Downlight Set Model No.: NNV70032WE1A Type of Luminaire: Downlight Set Model No.: NNV70032WE1A Type of Light Source: LED Power Input: 12W System Lumen Output: 960 lm System Efficacy: 80 lm/W Power Voltage: 220-240V Power Factor: 0.5 Lifetime: 20000H(L70) CCT: 3000K CRI: 80 SDCM: Input Frequency: 50/60Hz Dimming: non-Dimmable Dimming Range: UGR: Glare Cut Angle: Beam Angle: Rotation Angle: Tilt Angle: IP code: 20 IK code: IK 03 Ambient Temperature Range: 5 - 35°C Surge Protection: Classification of Luminaries: Class Ⅱ THDi: Effective Projected Area: Driver: Integrated Cut Out Size: 110mm Dimensions: L129mm*H32mm Weight: 0.086 kg Body: PP(White) Reflector: Diffuser: PC/PS(Frost) Trim: PC+ABS (White) Caseing: Country of Origin: China Brand: Panasonic Remarks: RG0
11 | 75 | NNV70026WE1A ¦ Sản phẩm ¦ Việt Nam ¦ Panasonic Lighting | NNV70026WE1A |  | Đèn Down Light âm trần | Không thấm nước DL | DN 2G IP44 | {"type_of_luminaire": "Downlight", "type_of_light_source": "LED", "power_input": "6W", "system_lumen_output": "480 lm", "system_efficacy": "80 lm/W", "power_voltage": "220-240V", "power_factor": "0.5", "lifetime": "20000H(L70)", "cct": "3000K", "cri": "80", "input_frequency": "50/60Hz", "dimming": "non-Dimmable", "ip_code": "44", "ambient_temperature_range": "5 - 35°C", "driver": "Integrated", "cut_out_size": "90mm", "dimensions": "L109mm*H32mm", "weight": "0.064 kg", "body": "PP(White)", "diffuser": "PC(Frost)", "trim": "PC+ABS (White)", "country_of_origin": "China", "brand": "Panasonic", "remarks": "Back side: IP20"} |  |  | https://panasonic.net/electricworks/lighting/vn/products/pspec.php?id=G00024998 | https://panasonic.net/electricworks/shared_data/spec/img/ch_21100081-MP.jpg |  |  |  | Type of Luminaire: Downlight Set Model No.: NNV70026WE1A Type of Luminaire: Downlight Set Model No.: NNV70026WE1A Type of Light Source: LED Power Input: 6W System Lumen Output: 480 lm System Efficacy: 80 lm/W Power Voltage: 220-240V Power Factor: 0.5 Lifetime: 20000H(L70) CCT: 3000K CRI: 80 SDCM: Input Frequency: 50/60Hz Dimming: non-Dimmable Dimming Range: UGR: Glare Cut Angle: Beam Angle: Rotation Angle: Tilt Angle: IP code: 44 IK code: Ambient Temperature Range: 5 - 35°C Surge Protection: Classification of Luminaries: THDi: Effective Projected Area: Driver: Integrated Cut Out Size: 90mm Dimensions: L109mm*H32mm Weight: 0.064 kg Body: PP(White) Reflector: Diffuser: PC(Frost) Trim: PC+ABS (White) Caseing: Country of Origin: China Brand: Panasonic Remarks: Back side: IP20
12 | 76 | NNV70086WE1A ¦ Sản phẩm ¦ Việt Nam ¦ Panasonic Lighting | NNV70086WE1A |  | Đèn Down Light âm trần | Không thấm nước DL | DN 2G IP44 | {"type_of_luminaire": "Downlight", "type_of_light_source": "LED", "power_input": "6W", "system_lumen_output": "480 lm", "system_efficacy": "80 lm/W", "power_voltage": "220-240V", "power_factor": "0.5", "lifetime": "20000H(L70)", "cct": "4000K", "cri": "80", "input_frequency": "50/60Hz", "dimming": "non-Dimmable", "ip_code": "44", "ambient_temperature_range": "5 - 35°C", "driver": "Integrated", "cut_out_size": "90mm", "dimensions": "L109mm*H32mm", "weight": "0.064 kg", "body": "PP(White)", "diffuser": "PC/PS(Frost)", "trim": "PC+ABS (White)", "country_of_origin": "China", "brand": "Panasonic", "remarks": "Back side: IP20"} |  |  | https://panasonic.net/electricworks/lighting/vn/products/pspec.php?id=G00024999 | https://panasonic.net/electricworks/shared_data/spec/img/ch_21100081-MP.jpg |  |  |  | Type of Luminaire: Downlight Set Model No.: NNV70086WE1A Type of Luminaire: Downlight Set Model No.: NNV70086WE1A Type of Light Source: LED Power Input: 6W System Lumen Output: 480 lm System Efficacy: 80 lm/W Power Voltage: 220-240V Power Factor: 0.5 Lifetime: 20000H(L70) CCT: 4000K CRI: 80 SDCM: Input Frequency: 50/60Hz Dimming: non-Dimmable Dimming Range: UGR: Glare Cut Angle: Beam Angle: Rotation Angle: Tilt Angle: IP code: 44 IK code: Ambient Temperature Range: 5 - 35°C Surge Protection: Classification of Luminaries: THDi: Effective Projected Area: Driver: Integrated Cut Out Size: 90mm Dimensions: L109mm*H32mm Weight: 0.064 kg Body: PP(White) Reflector: Diffuser: PC/PS(Frost) Trim: PC+ABS (White) Caseing: Country of Origin: China Brand: Panasonic Remarks: Back side: IP20 |  |  | Features Xuất hiện siêu mỏng Tổng chiều cao chỉ 32mm, có sẵn cho khoảng cách trần thấp. Bảo vệ xâm nhập Mặt người dùng chống nước IP44. Phụ kiện tùy chọn Có thể kết hợp với khung tùy chọn để gắn bề mặt.
13 | 77 | NNV70076WE1A ¦ Sản phẩm ¦ Việt Nam ¦ Panasonic Lighting | NNV70076WE1A |  | Đèn Down Light âm trần | Không thấm nước DL | DN 2G IP44 | {"Type of Luminaire": "Downlight", "Type of Light Source": "LED", "Power Input": "6W", "System Lumen Output": "480 lm", "System Efficacy": "80 lm/W", "Power Voltage": "220-240V", "Power Factor": "0.5", "Lifetime": "20000H(L70)", "CCT": "6500K", "CRI": "80", "Input Frequency": "50/60Hz", "Dimming": "non-Dimmable", "IP code": "44", "Ambient Temperature Range": "5 - 35°C", "Driver": "Integrated", "Cut Out Size": "90mm", "Dimensions": "L109mm*H32mm", "Weight": "0.064 kg", "Body": "PP(White)", "Diffuser": "PC/PS(Frost)", "Trim": "PC+ABS (White)", "Country of Origin": "China", "Brand": "Panasonic", "Remarks": "Back side: IP20"} |  |  | https://panasonic.net/electricworks/lighting/vn/products/pspec.php?id=G00025000 | https://panasonic.net/electricworks/shared_data/spec/img/ch_21100081-MP.jpg |  |  |  | Type of Luminaire: Downlight Set Model No.: NNV70076WE1A Type of Luminaire: Downlight Set Model No.: NNV70076WE1A Type of Light Source: LED Power Input: 6W System Lumen Output: 480 lm System Efficacy: 80 lm/W Power Voltage: 220-240V Power Factor: 0.5 Lifetime: 20000H(L70) CCT: 6500K CRI: 80 SDCM: Input Frequency: 50/60Hz Dimming: non-Dimmable Dimming Range: UGR: Glare Cut Angle: Beam Angle: Rotation Angle: Tilt Angle: IP code: 44 IK code: Ambient Temperature Range: 5 - 35°C Surge Protection: Classification of Luminaries: THDi: Effective Projected Area: Driver: Integrated Cut Out Size: 90mm Dimensions: L109mm*H32mm Weight: 0.064 kg Body: PP(White) Reflector: Diffuser: PC/PS(Frost) Trim: PC+ABS (White) Caseing: Country of Origin: China Brand: Panasonic Remarks: Back side: IP20
14 | 78 | NNV70027WE1A ¦ Sản phẩm ¦ Việt Nam ¦ Panasonic Lighting | NNV70027WE1A |  | Đèn Down Light âm trần | Không thấm nước DL | DN 2G IP44 | {"type_of_luminaire": "Downlight", "type_of_light_source": "LED", "power_input": "9W", "system_lumen_output": "720 lm", "system_efficacy": "80 lm/W", "power_voltage": "220-240V", "power_factor": "0.5", "lifetime": "20000H(L70)", "cct": "3000K", "cri": "80", "input_frequency": "50/60Hz", "dimming": "non-Dimmable", "ip_code": "44", "ambient_temperature_range": "5 - 35°C", "driver": "Integrated", "cut_out_size": "90mm", "dimensions": "L109mm*H32mm", "weight": "0.064 kg", "body": "PP(White)", "diffuser": "PC(Frost)", "trim": "PC+ABS (White)", "country_of_origin": "China", "brand": "Panasonic", "remarks": "Back side: IP20"} |  |  | https://panasonic.net/electricworks/lighting/vn/products/pspec.php?id=G00025001 | https://panasonic.net/electricworks/shared_data/spec/img/ch_21100081-MP.jpg |  |  |  | Type of Luminaire: Downlight Set Model No.: NNV70027WE1A Type of Luminaire: Downlight Set Model No.: NNV70027WE1A Type of Light Source: LED Power Input: 9W System Lumen Output: 720 lm System Efficacy: 80 lm/W Power Voltage: 220-240V Power Factor: 0.5 Lifetime: 20000H(L70) CCT: 3000K CRI: 80 SDCM: Input Frequency: 50/60Hz Dimming: non-Dimmable Dimming Range: UGR: Glare Cut Angle: Beam Angle: Rotation Angle: Tilt Angle: IP code: 44 IK code: Ambient Temperature Range: 5 - 35°C Surge Protection: Classification of Luminaries: THDi: Effective Projected Area: Driver: Integrated Cut Out Size: 90mm Dimensions: L109mm*H32mm Weight: 0.064 kg Body: PP(White) Reflector: Diffuser: PC(Frost) Trim: PC+ABS (White) Caseing: Country of Origin: China Brand: Panasonic Remarks: Back side: IP20 |  |  | Features Xuất hiện siêu mỏng Tổng chiều cao chỉ 32mm, có sẵn cho khoảng cách trần thấp. Bảo vệ xâm nhập Mặt người dùng chống nước IP44. Phụ kiện tùy chọn Có thể kết hợp với khung tùy chọn để gắn bề mặt.
15 | 79 | NNV70087WE1A ¦ Sản phẩm ¦ Việt Nam ¦ Panasonic Lighting | NNV70087WE1A |  | Đèn Down Light âm trần | Không thấm nước DL | DN 2G IP44 | {"type_of_luminaire": "Downlight", "type_of_light_source": "LED", "power_input": "9W", "system_lumen_output": "720 lm", "system_efficacy": "80 lm/W", "power_voltage": "220-240V", "power_factor": "0.5", "lifetime": "20000H(L70)", "cct": "4000K", "cri": "80", "input_frequency": "50/60Hz", "dimming": "non-Dimmable", "ip_code": "44", "ambient_temperature_range": "5 - 35°C", "driver": "Integrated", "cut_out_size": "90mm", "dimensions": "L109mm*H32mm", "weight": "0.064 kg", "body": "PP(White)", "diffuser": "PC/PS(Frost)", "trim": "PC+ABS (White)", "country_of_origin": "China", "brand": "Panasonic", "remarks": "Back side: IP20"} |  |  | https://panasonic.net/electricworks/lighting/vn/products/pspec.php?id=G00025002 | https://panasonic.net/electricworks/shared_data/spec/img/ch_21100081-MP.jpg |  |  |  | Type of Luminaire: Downlight Set Model No.: NNV70087WE1A Type of Luminaire: Downlight Set Model No.: NNV70087WE1A Type of Light Source: LED Power Input: 9W System Lumen Output: 720 lm System Efficacy: 80 lm/W Power Voltage: 220-240V Power Factor: 0.5 Lifetime: 20000H(L70) CCT: 4000K CRI: 80 SDCM: Input Frequency: 50/60Hz Dimming: non-Dimmable Dimming Range: UGR: Glare Cut Angle: Beam Angle: Rotation Angle: Tilt Angle: IP code: 44 IK code: Ambient Temperature Range: 5 - 35°C Surge Protection: Classification of Luminaries: THDi: Effective Projected Area: Driver: Integrated Cut Out Size: 90mm Dimensions: L109mm*H32mm Weight: 0.064 kg Body: PP(White) Reflector: Diffuser: PC/PS(Frost) Trim: PC+ABS (White) Caseing: Country of Origin: China Brand: Panasonic Remarks: Back side: IP20
16 | 80 | NNV70077WE1A ¦ Sản phẩm ¦ Việt Nam ¦ Panasonic Lighting | NNV70077WE1A |  | Đèn Down Light âm trần | Không thấm nước DL | DN 2G IP44 | {"type_of_luminaire": "Downlight", "type_of_light_source": "LED", "power_input": "9W", "system_lumen_output": "720 lm", "system_efficacy": "80 lm/W", "power_voltage": "220-240V", "power_factor": "0.5", "lifetime": "20000H(L70)", "cct": "6500K", "cri": "80", "input_frequency": "50/60Hz", "dimming": "non-Dimmable", "ip_code": "44", "ambient_temperature_range": "5 - 35°C", "driver": "Integrated", "cut_out_size": "90mm", "dimensions": "L109mm*H32mm", "weight": "0.064 kg", "body": "PP(White)", "diffuser": "PC/PS(Frost)", "trim": "PC+ABS (White)", "country_of_origin": "China", "brand": "Panasonic", "remarks": "Back side: IP20"} |  |  | https://panasonic.net/electricworks/lighting/vn/products/pspec.php?id=G00025003 | https://panasonic.net/electricworks/shared_data/spec/img/ch_21100081-MP.jpg |  |  |  | Type of Luminaire: Downlight Set Model No.: NNV70077WE1A Type of Luminaire: Downlight Set Model No.: NNV70077WE1A Type of Light Source: LED Power Input: 9W System Lumen Output: 720 lm System Efficacy: 80 lm/W Power Voltage: 220-240V Power Factor: 0.5 Lifetime: 20000H(L70) CCT: 6500K CRI: 80 SDCM: Input Frequency: 50/60Hz Dimming: non-Dimmable Dimming Range: UGR: Glare Cut Angle: Beam Angle: Rotation Angle: Tilt Angle: IP code: 44 IK code: Ambient Temperature Range: 5 - 35°C Surge Protection: Classification of Luminaries: THDi: Effective Projected Area: Driver: Integrated Cut Out Size: 90mm Dimensions: L109mm*H32mm Weight: 0.064 kg Body: PP(White) Reflector: Diffuser: PC/PS(Frost) Trim: PC+ABS (White) Caseing: Country of Origin: China Brand: Panasonic Remarks: Back side: IP20
17 | 81 | NNV70028WE1A ¦ Sản phẩm ¦ Việt Nam ¦ Panasonic Lighting | NNV70028WE1A |  | Đèn Down Light âm trần | Không thấm nước DL | DN 2G IP44 | {"type_of_luminaire": "Downlight", "type_of_light_source": "LED", "power_input": "12W", "system_lumen_output": "960 lm", "system_efficacy": "80 lm/W", "power_voltage": "220-240V", "power_factor": "0.5", "lifetime": "20000H(L70)", "cct": "3000K", "cri": "80", "sdcm": "<6", "input_frequency": "50/60Hz", "dimming": "non-Dimmable", "ip_code": "44", "ambient_temperature_range": "5 - 35°C", "surge_protection": "0.5kV", "driver": "Integrated", "cut_out_size": "110mm", "dimensions": "L129mm*H32mm", "weight": "0.086 kg", "body": "PP(White)", "diffuser": "PC(Frost)", "trim": "PC+ABS (White)", "country_of_origin": "China", "brand": "Panasonic", "remarks": "Back side: IP20"} |  |  | https://panasonic.net/electricworks/lighting/vn/products/pspec.php?id=G00025004 | https://panasonic.net/electricworks/shared_data/spec/img/ch_21100082-MP.jpg |  |  |  | Type of Luminaire: Downlight Set Model No.: NNV70028WE1A Type of Luminaire: Downlight Set Model No.: NNV70028WE1A Type of Light Source: LED Power Input: 12W System Lumen Output: 960 lm System Efficacy: 80 lm/W Power Voltage: 220-240V Power Factor: 0.5 Lifetime: 20000H(L70) CCT: 3000K CRI: 80 SDCM: <6 Input Frequency: 50/60Hz Dimming: non-Dimmable Dimming Range: UGR: Glare Cut Angle: Beam Angle: Rotation Angle: Tilt Angle: IP code: 44 IK code: Ambient Temperature Range: 5 - 35°C Surge Protection: 0.5kV Classification of Luminaries: THDi: Effective Projected Area: Driver: Integrated Cut Out Size: 110mm Dimensions: L129mm*H32mm Weight: 0.086 kg Body: PP(White) Reflector: Diffuser: PC(Frost) Trim: PC+ABS (White) Caseing: Country of Origin: China Brand: Panasonic Remarks: Back side: IP20 |  |  | Features Xuất hiện siêu mỏng Tổng chiều cao chỉ 32mm, có sẵn cho khoảng cách trần thấp. Bảo vệ xâm nhập Mặt người dùng chống nước IP44. Phụ kiện tùy chọn Có thể kết hợp với khung tùy chọn để gắn bề mặt.
18 | 82 | NNV70088WE1A ¦ Sản phẩm ¦ Việt Nam ¦ Panasonic Lighting | NNV70088WE1A |  | Đèn Down Light âm trần | Không thấm nước DL | DN 2G IP44 | {"type_of_luminaire": "Downlight", "type_of_light_source": "LED", "power_input": "12W", "system_lumen_output": "960 lm", "system_efficacy": "80 lm/W", "power_voltage": "220-240V", "power_factor": "0.5", "lifetime": "20000H(L70)", "cct": "4000K", "cri": "80", "input_frequency": "50/60Hz", "dimming": "non-Dimmable", "ip_code": "44", "ambient_temperature_range": "5 - 35°C", "driver": "Integrated", "cut_out_size": "110mm", "dimensions": "L129mm*H32mm", "weight": "0.086 kg", "body": "PP(White)", "diffuser": "PC/PS(Frost)", "trim": "PC+ABS (White)", "country_of_origin": "China", "brand": "Panasonic", "remarks": "Back side: IP20"} |  |  | https://panasonic.net/electricworks/lighting/vn/products/pspec.php?id=G00025005 | https://panasonic.net/electricworks/shared_data/spec/img/ch_21100082-MP.jpg |  |  |  | Type of Luminaire: Downlight Set Model No.: NNV70088WE1A Type of Luminaire: Downlight Set Model No.: NNV70088WE1A Type of Light Source: LED Power Input: 12W System Lumen Output: 960 lm System Efficacy: 80 lm/W Power Voltage: 220-240V Power Factor: 0.5 Lifetime: 20000H(L70) CCT: 4000K CRI: 80 SDCM: Input Frequency: 50/60Hz Dimming: non-Dimmable Dimming Range: UGR: Glare Cut Angle: Beam Angle: Rotation Angle: Tilt Angle: IP code: 44 IK code: Ambient Temperature Range: 5 - 35°C Surge Protection: Classification of Luminaries: THDi: Effective Projected Area: Driver: Integrated Cut Out Size: 110mm Dimensions: L129mm*H32mm Weight: 0.086 kg Body: PP(White) Reflector: Diffuser: PC/PS(Frost) Trim: PC+ABS (White) Caseing: Country of Origin: China Brand: Panasonic Remarks: Back side: IP20 |  |  | Features Xuất hiện siêu mỏng Tổng chiều cao chỉ 32mm, có sẵn cho khoảng cách trần thấp. Bảo vệ xâm nhập Mặt người dùng chống nước IP44. Phụ kiện tùy chọn Có thể kết hợp với khung tùy chọn để gắn bề mặt.
19 | 83 | NNV70078WE1A ¦ Sản phẩm ¦ Việt Nam ¦ Panasonic Lighting | NNV70078WE1A |  | Đèn Down Light âm trần | Không thấm nước DL | DN 2G IP44 | {"type_of_luminaire": "Downlight", "type_of_light_source": "LED", "power_input": "12W", "system_lumen_output": "960 lm", "system_efficacy": "80 lm/W", "power_voltage": "220-240V", "power_factor": "0.5", "lifetime": "20000H(L70)", "cct": "6500K", "cri": "80", "input_frequency": "50/60Hz", "dimming": "non-Dimmable", "ip_code": "44", "ambient_temperature_range": "5 - 35°C", "driver": "Integrated", "cut_out_size": "110mm", "dimensions": "L129mm*H32mm", "weight": "0.086 kg", "body": "PP(White)", "diffuser": "PC/PS(Frost)", "trim": "PC+ABS (White)", "country_of_origin": "China", "brand": "Panasonic", "remarks": "Back side: IP20"} |  |  | https://panasonic.net/electricworks/lighting/vn/products/pspec.php?id=G00025006 | https://panasonic.net/electricworks/shared_data/spec/img/ch_21100082-MP.jpg |  |  |  | Type of Luminaire: Downlight Set Model No.: NNV70078WE1A Type of Luminaire: Downlight Set Model No.: NNV70078WE1A Type of Light Source: LED Power Input: 12W System Lumen Output: 960 lm System Efficacy: 80 lm/W Power Voltage: 220-240V Power Factor: 0.5 Lifetime: 20000H(L70) CCT: 6500K CRI: 80 SDCM: Input Frequency: 50/60Hz Dimming: non-Dimmable Dimming Range: UGR: Glare Cut Angle: Beam Angle: Rotation Angle: Tilt Angle: IP code: 44 IK code: Ambient Temperature Range: 5 - 35°C Surge Protection: Classification of Luminaries: THDi: Effective Projected Area: Driver: Integrated Cut Out Size: 110mm Dimensions: L129mm*H32mm Weight: 0.086 kg Body: PP(White) Reflector: Diffuser: PC/PS(Frost) Trim: PC+ABS (White) Caseing: Country of Origin: China Brand: Panasonic Remarks: Back side: IP20 |  |  | Features Xuất hiện siêu mỏng Tổng chiều cao chỉ 32mm, có sẵn cho khoảng cách trần thấp. Bảo vệ xâm nhập Mặt người dùng chống nước IP44. Phụ kiện tùy chọn Có thể kết hợp với khung tùy chọn để gắn bề mặt.

## Đèn High Bay
STT | Product_ID | Tên sản phẩm | Mã Sản Phẩm | Mã SAP | category 1 | category 2 | category 3 | Tags | Giá | Giá đối chiếu | Link sản phẩm | Link ảnh sản phẩm | Link mua hàng online | Tóm tắt TSKT | Tóm tắt ưu điểm, tính năng | Thông số kỹ thuật | Link file HDSD | VD HDSD | Nội dung Ưu điểm SP
1 | 124 | NYV20150BE2A ¦ Sản phẩm ¦ Việt Nam ¦ Panasonic Lighting | NYV20150BE2A |  | Đèn High Bay | Đèn High Bay hiệu suất cao / tiêu chuẩn | Tiêu chuẩn Ex 4G | {"type_of_luminaire": "High Bay", "type_of_light_source": "LED", "power_input": "75W", "system_lumen_output": "10710 lm", "system_efficacy": "143 lm/W", "power_voltage": "220-240V", "power_factor": "0.95", "lifetime": "50000H(L70)", "cct": "5000K", "cri": "80", "sdcm": "<5", "input_frequency": "50/60Hz", "dimming": "non-Dimmable", "beam_angle": "60deg.", "ip_code": "65", "ik_code": "IK 10", "ambient_temperature_range": "-30 - 50°C", "surge_protection": "10kV", "classification_of_luminaries": "Class Ⅰ", "thdi": "<15%", "driver": "Integrated", "dimensions": "L240mm*H166mm", "weight": "1.99 kg", "body": "ADC(Black)", "diffuser": "PC(Transparent)", "country_of_origin": "China", "brand": "Panasonic", "remarks": "Corrosion protection：WF2"} |  |  | https://panasonic.net/electricworks/lighting/vn/products/pspec.php?id=G00025989 | https://panasonic.net/electricworks/shared_data/spec/img/img_23020001-MP.jpg |  |  |  | Type of Luminaire: High Bay Set Model No.: NYV20150BE2A Type of Luminaire: High Bay Set Model No.: NYV20150BE2A Type of Light Source: LED Power Input: 75W System Lumen Output: 10710 lm System Efficacy: 143 lm/W Power Voltage: 220-240V Power Factor: 0.95 Lifetime: 50000H(L70) CCT: 5000K CRI: 80 SDCM: <5 Input Frequency: 50/60Hz Dimming: non-Dimmable Dimming Range: UGR: Glare Cut Angle: Beam Angle: 60deg. Rotation Angle: Tilt Angle: IP code: 65 IK code: IK 10 Ambient Temperature Range: -30 - 50°C Surge Protection: 10kV Classification of Luminaries: Class Ⅰ THDi: <15% Effective Projected Area: Driver: Integrated Cut Out Size: Dimensions: L240mm*H166mm Weight: 1.99 kg Body: ADC(Black) Reflector: Diffuser: PC(Transparent) Trim: Caseing: Country of Origin: China Brand: Panasonic Remarks: Corrosion protection：WF2
2 | 125 | NYV20155BE2A ¦ Sản phẩm ¦ Việt Nam ¦ Panasonic Lighting | NYV20155BE2A |  | Đèn High Bay | Đèn High Bay hiệu suất cao / tiêu chuẩn | Tiêu chuẩn Ex 4G | {"type_of_luminaire": "High Bay", "type_of_light_source": "LED", "power_input": "75W", "system_lumen_output": "11250 lm", "system_efficacy": "150 lm/W", "power_voltage": "220-240V", "power_factor": "0.95", "lifetime": "50000H(L70)", "cct": "5000K", "cri": "80", "sdcm": "<5", "input_frequency": "50/60Hz", "dimming": "non-Dimmable", "beam_angle": "90deg.", "ip_code": "65", "ik_code": "IK 10", "ambient_temperature_range": "-30 - 50°C", "surge_protection": "10kV", "classification_of_luminaries": "Class Ⅰ", "thdi": "<15%", "driver": "Integrated", "dimensions": "L240mm*H166mm", "weight": "1.99 kg", "body": "ADC(Black)", "diffuser": "PC(Transparent)", "country_of_origin": "China", "brand": "Panasonic", "remarks": "Corrosion protection：WF2"} |  |  | https://panasonic.net/electricworks/lighting/vn/products/pspec.php?id=G00025990 | https://panasonic.net/electricworks/shared_data/spec/img/img_23020001-MP.jpg |  |  |  | Type of Luminaire: High Bay Set Model No.: NYV20155BE2A Type of Luminaire: High Bay Set Model No.: NYV20155BE2A Type of Light Source: LED Power Input: 75W System Lumen Output: 11250 lm System Efficacy: 150 lm/W Power Voltage: 220-240V Power Factor: 0.95 Lifetime: 50000H(L70) CCT: 5000K CRI: 80 SDCM: <5 Input Frequency: 50/60Hz Dimming: non-Dimmable Dimming Range: UGR: Glare Cut Angle: Beam Angle: 90deg. Rotation Angle: Tilt Angle: IP code: 65 IK code: IK 10 Ambient Temperature Range: -30 - 50°C Surge Protection: 10kV Classification of Luminaries: Class Ⅰ THDi: <15% Effective Projected Area: Driver: Integrated Cut Out Size: Dimensions: L240mm*H166mm Weight: 1.99 kg Body: ADC(Black) Reflector: Diffuser: PC(Transparent) Trim: Caseing: Country of Origin: China Brand: Panasonic Remarks: Corrosion protection：WF2
3 | 126 | NYV20110BE2A ¦ Sản phẩm ¦ Việt Nam ¦ Panasonic Lighting | NYV20110BE2A |  | Đèn High Bay | Đèn High Bay hiệu suất cao / tiêu chuẩn | Tiêu chuẩn Ex 4G | {"type_of_luminaire": "High Bay", "type_of_light_source": "LED", "power_input": "75W", "system_lumen_output": "10710 lm", "system_efficacy": "143 lm/W", "power_voltage": "220-240V", "power_factor": "0.95", "lifetime": "50000H(L70)", "cct": "6500K", "cri": "80", "sdcm": "<5", "input_frequency": "50/60Hz", "dimming": "non-Dimmable", "beam_angle": "60deg.", "ip_code": "65", "ik_code": "IK 10", "ambient_temperature_range": "-30 - 50°C", "surge_protection": "10kV", "classification_of_luminaries": "Class Ⅰ", "thdi": "<15%", "driver": "Integrated", "dimensions": "L240mm*H166mm", "weight": "1.99 kg", "body": "ADC(Black)", "diffuser": "PC(Transparent)", "country_of_origin": "China", "brand": "Panasonic", "remarks": "Corrosion protection：WF2"} |  |  | https://panasonic.net/electricworks/lighting/vn/products/pspec.php?id=G00025991 | https://panasonic.net/electricworks/shared_data/spec/img/img_23020001-MP.jpg |  |  |  | Type of Luminaire: High Bay Set Model No.: NYV20110BE2A Type of Luminaire: High Bay Set Model No.: NYV20110BE2A Type of Light Source: LED Power Input: 75W System Lumen Output: 10710 lm System Efficacy: 143 lm/W Power Voltage: 220-240V Power Factor: 0.95 Lifetime: 50000H(L70) CCT: 6500K CRI: 80 SDCM: <5 Input Frequency: 50/60Hz Dimming: non-Dimmable Dimming Range: UGR: Glare Cut Angle: Beam Angle: 60deg. Rotation Angle: Tilt Angle: IP code: 65 IK code: IK 10 Ambient Temperature Range: -30 - 50°C Surge Protection: 10kV Classification of Luminaries: Class Ⅰ THDi: <15% Effective Projected Area: Driver: Integrated Cut Out Size: Dimensions: L240mm*H166mm Weight: 1.99 kg Body: ADC(Black) Reflector: Diffuser: PC(Transparent) Trim: Caseing: Country of Origin: China Brand: Panasonic Remarks: Corrosion protection：WF2
4 | 127 | NYV20115BE2A ¦ Sản phẩm ¦ Việt Nam ¦ Panasonic Lighting | NYV20115BE2A |  | Đèn High Bay | Đèn High Bay hiệu suất cao / tiêu chuẩn | Tiêu chuẩn Ex 4G | {"type_of_luminaire": "High Bay", "type_of_light_source": "LED", "power_input": "75W", "system_lumen_output": "11250 lm", "system_efficacy": "150 lm/W", "power_voltage": "220-240V", "power_factor": "0.95", "lifetime": "50000H(L70)", "cct": "6500K", "cri": "80", "sdcm": "<5", "input_frequency": "50/60Hz", "dimming": "non-Dimmable", "beam_angle": "90deg.", "ip_code": "65", "ik_code": "IK 10", "ambient_temperature_range": "-30 - 50°C", "surge_protection": "10kV", "classification_of_luminaries": "Class Ⅰ", "thdi": "<15%", "driver": "Integrated", "dimensions": "L240mm*H166mm", "weight": "1.99 kg", "body": "ADC(Black)", "diffuser": "PC(Transparent)", "country_of_origin": "China", "brand": "Panasonic", "remarks": "Corrosion protection：WF2"} |  |  | https://panasonic.net/electricworks/lighting/vn/products/pspec.php?id=G00025992 | https://panasonic.net/electricworks/shared_data/spec/img/img_23020001-MP.jpg |  |  |  | Type of Luminaire: High Bay Set Model No.: NYV20115BE2A Type of Luminaire: High Bay Set Model No.: NYV20115BE2A Type of Light Source: LED Power Input: 75W System Lumen Output: 11250 lm System Efficacy: 150 lm/W Power Voltage: 220-240V Power Factor: 0.95 Lifetime: 50000H(L70) CCT: 6500K CRI: 80 SDCM: <5 Input Frequency: 50/60Hz Dimming: non-Dimmable Dimming Range: UGR: Glare Cut Angle: Beam Angle: 90deg. Rotation Angle: Tilt Angle: IP code: 65 IK code: IK 10 Ambient Temperature Range: -30 - 50°C Surge Protection: 10kV Classification of Luminaries: Class Ⅰ THDi: <15% Effective Projected Area: Driver: Integrated Cut Out Size: Dimensions: L240mm*H166mm Weight: 1.99 kg Body: ADC(Black) Reflector: Diffuser: PC(Transparent) Trim: Caseing: Country of Origin: China Brand: Panasonic Remarks: Corrosion protection：WF2
5 | 128 | NYV20151BE2A ¦ Sản phẩm ¦ Việt Nam ¦ Panasonic Lighting | NYV20151BE2A |  | Đèn High Bay | Đèn High Bay hiệu suất cao / tiêu chuẩn | Tiêu chuẩn Ex 4G | {"type_of_luminaire": "High Bay", "type_of_light_source": "LED", "power_input": "110W", "system_lumen_output": "15710 lm", "system_efficacy": "143 lm/W", "power_voltage": "220-240V", "power_factor": "0.95", "lifetime": "50000H(L70)", "cct": "5000K", "cri": "80", "sdcm": "<5", "input_frequency": "50/60Hz", "dimming": "non-Dimmable", "beam_angle": "60deg.", "ip_code": "65", "ik_code": "IK 10", "ambient_temperature_range": "-30 - 50°C", "surge_protection": "10kV", "classification_of_luminaries": "Class Ⅰ", "thdi": "<15%", "driver": "Integrated", "dimensions": "L240mm*H166mm", "weight": "1.95 kg", "body": "ADC(Black)", "diffuser": "PC(Transparent)", "country_of_origin": "China", "brand": "Panasonic", "remarks": "Corrosion protection：WF2"} |  |  | https://panasonic.net/electricworks/lighting/vn/products/pspec.php?id=G00025993 | https://panasonic.net/electricworks/shared_data/spec/img/img_23020001-MP.jpg |  |  |  | Type of Luminaire: High Bay Set Model No.: NYV20151BE2A Type of Luminaire: High Bay Set Model No.: NYV20151BE2A Type of Light Source: LED Power Input: 110W System Lumen Output: 15710 lm System Efficacy: 143 lm/W Power Voltage: 220-240V Power Factor: 0.95 Lifetime: 50000H(L70) CCT: 5000K CRI: 80 SDCM: <5 Input Frequency: 50/60Hz Dimming: non-Dimmable Dimming Range: UGR: Glare Cut Angle: Beam Angle: 60deg. Rotation Angle: Tilt Angle: IP code: 65 IK code: IK 10 Ambient Temperature Range: -30 - 50°C Surge Protection: 10kV Classification of Luminaries: Class Ⅰ THDi: <15% Effective Projected Area: Driver: Integrated Cut Out Size: Dimensions: L240mm*H166mm Weight: 1.95 kg Body: ADC(Black) Reflector: Diffuser: PC(Transparent) Trim: Caseing: Country of Origin: China Brand: Panasonic Remarks: Corrosion protection：WF2
6 | 129 | NYV20156BE2A ¦ Sản phẩm ¦ Việt Nam ¦ Panasonic Lighting | NYV20156BE2A |  | Đèn High Bay | Đèn High Bay hiệu suất cao / tiêu chuẩn | Tiêu chuẩn Ex 4G | {"type_of_luminaire": "High Bay", "type_of_light_source": "LED", "power_input": "110W", "system_lumen_output": "16500 lm", "system_efficacy": "150 lm/W", "power_voltage": "220-240V", "power_factor": "0.95", "lifetime": "50000H(L70)", "cct": "5000K", "cri": "80", "sdcm": "<5", "input_frequency": "50/60Hz", "dimming": "non-Dimmable", "beam_angle": "90deg.", "ip_code": "65", "ik_code": "IK 10", "ambient_temperature_range": "-30 - 50°C", "surge_protection": "10kV", "classification_of_luminaries": "Class Ⅰ", "thdi": "<15%", "driver": "Integrated", "dimensions": "L240mm*H166mm", "weight": "1.95 kg", "body": "ADC(Black)", "diffuser": "PC(Transparent)", "country_of_origin": "China", "brand": "Panasonic", "remarks": "Corrosion protection：WF2"} |  |  | https://panasonic.net/electricworks/lighting/vn/products/pspec.php?id=G00025994 | https://panasonic.net/electricworks/shared_data/spec/img/img_23020001-MP.jpg |  |  |  | Type of Luminaire: High Bay Set Model No.: NYV20156BE2A Type of Luminaire: High Bay Set Model No.: NYV20156BE2A Type of Light Source: LED Power Input: 110W System Lumen Output: 16500 lm System Efficacy: 150 lm/W Power Voltage: 220-240V Power Factor: 0.95 Lifetime: 50000H(L70) CCT: 5000K CRI: 80 SDCM: <5 Input Frequency: 50/60Hz Dimming: non-Dimmable Dimming Range: UGR: Glare Cut Angle: Beam Angle: 90deg. Rotation Angle: Tilt Angle: IP code: 65 IK code: IK 10 Ambient Temperature Range: -30 - 50°C Surge Protection: 10kV Classification of Luminaries: Class Ⅰ THDi: <15% Effective Projected Area: Driver: Integrated Cut Out Size: Dimensions: L240mm*H166mm Weight: 1.95 kg Body: ADC(Black) Reflector: Diffuser: PC(Transparent) Trim: Caseing: Country of Origin: China Brand: Panasonic Remarks: Corrosion protection：WF2
7 | 130 | NYV20111BE2A ¦ Sản phẩm ¦ Việt Nam ¦ Panasonic Lighting | NYV20111BE2A |  | Đèn High Bay | Đèn High Bay hiệu suất cao / tiêu chuẩn | Tiêu chuẩn Ex 4G | {"type_of_luminaire": "High Bay", "type_of_light_source": "LED", "power_input": "110W", "system_lumen_output": "15710 lm", "system_efficacy": "143 lm/W", "power_voltage": "220-240V", "power_factor": "0.95", "lifetime": "50000H(L70)", "cct": "6500K", "cri": "80", "sdcm": "<5", "input_frequency": "50/60Hz", "dimming": "non-Dimmable", "beam_angle": "60deg.", "ip_code": "65", "ik_code": "IK 10", "ambient_temperature_range": "-30 - 50°C", "surge_protection": "10kV", "classification_of_luminaries": "Class Ⅰ", "thdi": "<15%", "driver": "Integrated", "dimensions": "L240mm*H166mm", "weight": "1.95 kg", "body": "ADC(Black)", "diffuser": "PC(Transparent)", "country_of_origin": "China", "brand": "Panasonic", "remarks": "Corrosion protection：WF2"} |  |  | https://panasonic.net/electricworks/lighting/vn/products/pspec.php?id=G00025995 | https://panasonic.net/electricworks/shared_data/spec/img/img_23020001-MP.jpg |  |  |  | Type of Luminaire: High Bay Set Model No.: NYV20111BE2A Type of Luminaire: High Bay Set Model No.: NYV20111BE2A Type of Light Source: LED Power Input: 110W System Lumen Output: 15710 lm System Efficacy: 143 lm/W Power Voltage: 220-240V Power Factor: 0.95 Lifetime: 50000H(L70) CCT: 6500K CRI: 80 SDCM: <5 Input Frequency: 50/60Hz Dimming: non-Dimmable Dimming Range: UGR: Glare Cut Angle: Beam Angle: 60deg. Rotation Angle: Tilt Angle: IP code: 65 IK code: IK 10 Ambient Temperature Range: -30 - 50°C Surge Protection: 10kV Classification of Luminaries: Class Ⅰ THDi: <15% Effective Projected Area: Driver: Integrated Cut Out Size: Dimensions: L240mm*H166mm Weight: 1.95 kg Body: ADC(Black) Reflector: Diffuser: PC(Transparent) Trim: Caseing: Country of Origin: China Brand: Panasonic Remarks: Corrosion protection：WF2
8 | 131 | NYV20116BE2A ¦ Sản phẩm ¦ Việt Nam ¦ Panasonic Lighting | NYV20116BE2A |  | Đèn High Bay | Đèn High Bay hiệu suất cao / tiêu chuẩn | Tiêu chuẩn Ex 4G | {"type_of_luminaire": "High Bay", "type_of_light_source": "LED", "power_input": "110W", "system_lumen_output": "16500 lm", "system_efficacy": "150 lm/W", "power_voltage": "220-240V", "power_factor": "0.95", "lifetime": "50000H(L70)", "cct": "6500K", "cri": "80", "sdcm": "<5", "input_frequency": "50/60Hz", "dimming": "non-Dimmable", "beam_angle": "90deg.", "ip_code": "65", "ik_code": "IK 10", "ambient_temperature_range": "-30 - 50°C", "surge_protection": "10kV", "classification_of_luminaries": "Class Ⅰ", "thdi": "<15%", "driver": "Integrated", "dimensions": "L240mm*H166mm", "weight": "1.95 kg", "body": "ADC(Black)", "diffuser": "PC(Transparent)", "country_of_origin": "China", "brand": "Panasonic", "remarks": "Corrosion protection：WF2"} |  |  | https://panasonic.net/electricworks/lighting/vn/products/pspec.php?id=G00025996 | https://panasonic.net/electricworks/shared_data/spec/img/img_23020001-MP.jpg |  |  |  | Type of Luminaire: High Bay Set Model No.: NYV20116BE2A Type of Luminaire: High Bay Set Model No.: NYV20116BE2A Type of Light Source: LED Power Input: 110W System Lumen Output: 16500 lm System Efficacy: 150 lm/W Power Voltage: 220-240V Power Factor: 0.95 Lifetime: 50000H(L70) CCT: 6500K CRI: 80 SDCM: <5 Input Frequency: 50/60Hz Dimming: non-Dimmable Dimming Range: UGR: Glare Cut Angle: Beam Angle: 90deg. Rotation Angle: Tilt Angle: IP code: 65 IK code: IK 10 Ambient Temperature Range: -30 - 50°C Surge Protection: 10kV Classification of Luminaries: Class Ⅰ THDi: <15% Effective Projected Area: Driver: Integrated Cut Out Size: Dimensions: L240mm*H166mm Weight: 1.95 kg Body: ADC(Black) Reflector: Diffuser: PC(Transparent) Trim: Caseing: Country of Origin: China Brand: Panasonic Remarks: Corrosion protection：WF2
9 | 132 | NYV20152BE2A ¦ Sản phẩm ¦ Việt Nam ¦ Panasonic Lighting | NYV20152BE2A |  | Đèn High Bay | Đèn High Bay hiệu suất cao / tiêu chuẩn | Tiêu chuẩn Ex 4G | {"type_of_luminaire": "High Bay", "type_of_light_source": "LED", "power_input": "140W", "system_lumen_output": "20000 lm", "system_efficacy": "143 lm/W", "power_voltage": "220-240V", "power_factor": "0.95", "lifetime": "50000H(L70)", "cct": "5000K", "cri": "80", "sdcm": "<5", "input_frequency": "50/60Hz", "dimming": "non-Dimmable", "beam_angle": "60deg.", "ip_code": "65", "ik_code": "IK 10", "ambient_temperature_range": "-30 - 50°C", "surge_protection": "10kV", "classification_of_luminaries": "Class Ⅰ", "thdi": "<15%", "driver": "Integrated", "dimensions": "L280mm*H166mm", "weight": "2.51 kg", "body": "ADC(Black)", "diffuser": "PC(Transparent)", "country_of_origin": "China", "brand": "Panasonic", "remarks": "Corrosion protection：WF2"} |  |  | https://panasonic.net/electricworks/lighting/vn/products/pspec.php?id=G00025997 | https://panasonic.net/electricworks/shared_data/spec/img/img_23020002-MP.jpg |  |  |  | Type of Luminaire: High Bay Set Model No.: NYV20152BE2A Type of Luminaire: High Bay Set Model No.: NYV20152BE2A Type of Light Source: LED Power Input: 140W System Lumen Output: 20000 lm System Efficacy: 143 lm/W Power Voltage: 220-240V Power Factor: 0.95 Lifetime: 50000H(L70) CCT: 5000K CRI: 80 SDCM: <5 Input Frequency: 50/60Hz Dimming: non-Dimmable Dimming Range: UGR: Glare Cut Angle: Beam Angle: 60deg. Rotation Angle: Tilt Angle: IP code: 65 IK code: IK 10 Ambient Temperature Range: -30 - 50°C Surge Protection: 10kV Classification of Luminaries: Class Ⅰ THDi: <15% Effective Projected Area: Driver: Integrated Cut Out Size: Dimensions: L280mm*H166mm Weight: 2.51 kg Body: ADC(Black) Reflector: Diffuser: PC(Transparent) Trim: Caseing: Country of Origin: China Brand: Panasonic Remarks: Corrosion protection：WF2
10 | 133 | NYV20157BE2A ¦ Sản phẩm ¦ Việt Nam ¦ Panasonic Lighting | NYV20157BE2A |  | Đèn High Bay | Đèn High Bay hiệu suất cao / tiêu chuẩn | Tiêu chuẩn Ex 4G | {"type_of_luminaire": "High Bay", "type_of_light_source": "LED", "power_input": "140W", "system_lumen_output": "21000 lm", "system_efficacy": "150 lm/W", "power_voltage": "220-240V", "power_factor": "0.95", "lifetime": "50000H(L70)", "cct": "5000K", "cri": "80", "sdcm": "<5", "input_frequency": "50/60Hz", "dimming": "non-Dimmable", "beam_angle": "90deg.", "ip_code": "65", "ik_code": "IK 10", "ambient_temperature_range": "-30 - 50°C", "surge_protection": "10kV", "classification_of_luminaries": "Class Ⅰ", "thdi": "<15%", "driver": "Integrated", "dimensions": "L280mm*H166mm", "weight": "2.51 kg", "body": "ADC(Black)", "diffuser": "PC(Transparent)", "country_of_origin": "China", "brand": "Panasonic"} |  |  | https://panasonic.net/electricworks/lighting/vn/products/pspec.php?id=G00025998 | https://panasonic.net/electricworks/shared_data/spec/img/img_23020002-MP.jpg |  |  |  | Type of Luminaire: High Bay Set Model No.: NYV20157BE2A Type of Luminaire: High Bay Set Model No.: NYV20157BE2A Type of Light Source: LED Power Input: 140W System Lumen Output: 21000 lm System Efficacy: 150 lm/W Power Voltage: 220-240V Power Factor: 0.95 Lifetime: 50000H(L70) CCT: 5000K CRI: 80 SDCM: <5 Input Frequency: 50/60Hz Dimming: non-Dimmable Dimming Range: UGR: Glare Cut Angle: Beam Angle: 90deg. Rotation Angle: Tilt Angle: IP code: 65 IK code: IK 10 Ambient Temperature Range: -30 - 50°C Surge Protection: 10kV Classification of Luminaries: Class Ⅰ THDi: <15% Effective Projected Area: Driver: Integrated Cut Out Size: Dimensions: L280mm*H166mm Weight: 2.51 kg Body: ADC(Black) Reflector: Diffuser: PC(Transparent) Trim: Caseing: Country of Origin: China Brand: Panasonic Remarks: Corrosion protection：WF2

## ⚠ Cần xử lý tay
Link sản phẩm | Lý do | Toàn văn text trang | File HTML
https://panasonic.net/electricworks/lighting/vn/products/pspec.php?id=G00023219 | Không tìm thấy mục ưu điểm nào trên trang | NNYC2001188 Certificates & Standards RoHs / TISI Catalog Spec Sheet Installation Manual IES Revit Type of Luminaire Street Light Standard Street Light (Pro) SP Street Light Set Model No. NNYC2001188 Dimension and Materials Dimension and Materials Photometric Chart Photometric Chart Catalog Spec Sheet Installation Manual IES Revit Type of Luminaire Street Light Standard Street Light (Pro) SP Street Light Set Model No. NNYC2001188 Product Data Type of Light Source LED Power Input 30W System Lumen Output 3600 lm System Efficacy 120 lm/W Power Voltage 220-240V Power Factor 0.9 Lifetime 50000H(L70) CCT 3000K CRI 70 SDCM Input Frequency 50/60Hz Dimming non-Dimmable Dimming Range UGR Glare Cut Angle Beam Angle 120deg. Rotation Angle Tilt Angle IP code 65 IK code IK 07 Ambient Temperature Range 5 - 45°C Surge Protection 10kV Classification of Luminaries Class Ⅰ THDi Effective Projected Area Driver Integrated Cut Out Size Dimensions W156mm*L398mm*H75mm Weight 1.44 kg Body ADC12 Reflector Glass Diffuser Trim Caseing Country of Origin China Brand Panasonic Remarks Catalog Spec Sheet Installation Manual IES Revit Spec and certification may change without notice. Tìm kiếm Mã Hàng | ../html/panasonic.net_html/pspec.php-id-G00023219.html
https://panasonic.net/electricworks/lighting/vn/products/pspec.php?id=G00023220 | Không tìm thấy mục ưu điểm nào trên trang | NNYC2006188 Certificates & Standards RoHs / TISI Catalog Spec Sheet Installation Manual IES Revit Type of Luminaire Street Light Standard Street Light (Pro) SP Street Light Set Model No. NNYC2006188 Dimension and Materials Dimension and Materials Photometric Chart Photometric Chart Catalog Spec Sheet Installation Manual IES Revit Type of Luminaire Street Light Standard Street Light (Pro) SP Street Light Set Model No. NNYC2006188 Product Data Type of Light Source LED Power Input 30W System Lumen Output 3750 lm System Efficacy 125 lm/W Power Voltage 220-240V Power Factor 0.9 Lifetime 50000H(L70) CCT 5700K CRI 70 SDCM Input Frequency 50/60Hz Dimming non-Dimmable Dimming Range UGR Glare Cut Angle Beam Angle 120deg. Rotation Angle Tilt Angle IP code 65 IK code IK 07 Ambient Temperature Range 5 - 45°C Surge Protection 10kV Classification of Luminaries Class Ⅰ THDi Effective Projected Area Driver Integrated Cut Out Size Dimensions W156mm*L398mm*H75mm Weight 1.44 kg Body ADC12 Reflector Glass Diffuser Trim Caseing Country of Origin China Brand Panasonic Remarks Catalog Spec Sheet Installation Manual IES Revit Spec and certification may change without notice. Tìm kiếm Mã Hàng | ../html/panasonic.net_html/pspec.php-id-G00023220.html
https://panasonic.net/electricworks/lighting/vn/products/pspec.php?id=G00023221 | Không tìm thấy mục ưu điểm nào trên trang | NNYC2001288 Certificates & Standards RoHs / TISI Catalog Spec Sheet Installation Manual IES Revit Type of Luminaire Street Light Standard Street Light (Pro) SP Street Light Set Model No. NNYC2001288 Dimension and Materials Dimension and Materials Photometric Chart Photometric Chart Catalog Spec Sheet Installation Manual IES Revit Type of Luminaire Street Light Standard Street Light (Pro) SP Street Light Set Model No. NNYC2001288 Product Data Type of Light Source LED Power Input 60W System Lumen Output 7200 lm System Efficacy 120 lm/W Power Voltage 220-240V Power Factor 0.9 Lifetime 50000H(L70) CCT 3000K CRI 70 SDCM Input Frequency 50/60Hz Dimming non-Dimmable Dimming Range UGR Glare Cut Angle Beam Angle 120deg. Rotation Angle Tilt Angle IP code 65 IK code IK 07 Ambient Temperature Range 5 - 45°C Surge Protection 10kV Classification of Luminaries Class Ⅰ THDi Effective Projected Area Driver Integrated Cut Out Size Dimensions W186mm*L453mm*H87mm Weight 2.32 kg Body ADC12 Reflector Glass Diffuser Trim Caseing Country of Origin China Brand Panasonic Remarks Catalog Spec Sheet Installation Manual IES Revit Spec and certification may change without notice. Tìm kiếm Mã Hàng | ../html/panasonic.net_html/pspec.php-id-G00023221.html
https://panasonic.net/electricworks/lighting/vn/products/pspec.php?id=G00023222 | Không tìm thấy mục ưu điểm nào trên trang | NNYC2006288 Certificates & Standards RoHs / TISI Catalog Spec Sheet Installation Manual IES Revit Type of Luminaire Street Light Standard Street Light (Pro) SP Street Light Set Model No. NNYC2006288 Dimension and Materials Dimension and Materials Photometric Chart Photometric Chart Catalog Spec Sheet Installation Manual IES Revit Type of Luminaire Street Light Standard Street Light (Pro) SP Street Light Set Model No. NNYC2006288 Product Data Type of Light Source LED Power Input 60W System Lumen Output 7500 lm System Efficacy 125 lm/W Power Voltage 220-240V Power Factor 0.9 Lifetime 50000H(L70) CCT 5700K CRI 70 SDCM Input Frequency 50/60Hz Dimming non-Dimmable Dimming Range UGR Glare Cut Angle Beam Angle 120deg. Rotation Angle Tilt Angle IP code 65 IK code IK 07 Ambient Temperature Range 5 - 45°C Surge Protection 10kV Classification of Luminaries Class Ⅰ THDi Effective Projected Area Driver Integrated Cut Out Size Dimensions W186mm*L453mm*H87mm Weight 2.32 kg Body ADC12 Reflector Glass Diffuser Trim Caseing Country of Origin China Brand Panasonic Remarks Catalog Spec Sheet Installation Manual IES Revit Spec and certification may change without notice. Tìm kiếm Mã Hàng | ../html/panasonic.net_html/pspec.php-id-G00023222.html
https://panasonic.net/electricworks/lighting/vn/products/pspec.php?id=G00023223 | Không tìm thấy mục ưu điểm nào trên trang | NNYC2001388 Certificates & Standards RoHs / TISI Catalog Spec Sheet Installation Manual IES Revit Type of Luminaire Street Light Standard Street Light (Pro) SP Street Light Set Model No. NNYC2001388 Dimension and Materials Dimension and Materials Photometric Chart Photometric Chart Catalog Spec Sheet Installation Manual IES Revit Type of Luminaire Street Light Standard Street Light (Pro) SP Street Light Set Model No. NNYC2001388 Product Data Type of Light Source LED Power Input 90W System Lumen Output 10800 lm System Efficacy 120 lm/W Power Voltage 220-240V Power Factor 0.9 Lifetime 50000H(L70) CCT 3000K CRI 70 SDCM Input Frequency 50/60Hz Dimming non-Dimmable Dimming Range UGR Glare Cut Angle Beam Angle 120deg. Rotation Angle Tilt Angle IP code 65 IK code IK 07 Ambient Temperature Range 5 - 45°C Surge Protection 10kV Classification of Luminaries Class Ⅰ THDi Effective Projected Area Driver Integrated Cut Out Size Dimensions W257mm*L534mm*H70mm Weight 4.24 kg Body ADC12 Reflector Glass Diffuser Trim Caseing Country of Origin China Brand Panasonic Remarks Catalog Spec Sheet Installation Manual IES Revit Spec and certification may change without notice. Tìm kiếm Mã Hàng | ../html/panasonic.net_html/pspec.php-id-G00023223.html
https://panasonic.net/electricworks/lighting/vn/products/pspec.php?id=G00023224 | Không tìm thấy mục ưu điểm nào trên trang | NNYC2006388 Certificates & Standards RoHs / TISI Catalog Spec Sheet Installation Manual IES Revit Type of Luminaire Street Light Standard Street Light (Pro) SP Street Light Set Model No. NNYC2006388 Dimension and Materials Dimension and Materials Photometric Chart Photometric Chart Catalog Spec Sheet Installation Manual IES Revit Type of Luminaire Street Light Standard Street Light (Pro) SP Street Light Set Model No. NNYC2006388 Product Data Type of Light Source LED Power Input 90W System Lumen Output 11250 lm System Efficacy 125 lm/W Power Voltage 220-240V Power Factor 0.9 Lifetime 50000H(L70) CCT 5700K CRI 70 SDCM Input Frequency 50/60Hz Dimming non-Dimmable Dimming Range UGR Glare Cut Angle Beam Angle 120deg. Rotation Angle Tilt Angle IP code 65 IK code IK 07 Ambient Temperature Range 5 - 45°C Surge Protection 10kV Classification of Luminaries Class Ⅰ THDi Effective Projected Area Driver Integrated Cut Out Size Dimensions W257mm*L534mm*H70mm Weight 4.24 kg Body ADC12 Reflector Glass Diffuser Trim Caseing Country of Origin China Brand Panasonic Remarks Catalog Spec Sheet Installation Manual IES Revit Spec and certification may change without notice. Tìm kiếm Mã Hàng | ../html/panasonic.net_html/pspec.php-id-G00023224.html
https://panasonic.net/electricworks/lighting/vn/products/pspec.php?id=G00023225 | Không tìm thấy mục ưu điểm nào trên trang | NNYC2001488 Certificates & Standards RoHs / TISI Catalog Spec Sheet Installation Manual IES Revit Type of Luminaire Street Light Standard Street Light (Pro) SP Street Light Set Model No. NNYC2001488 Dimension and Materials Dimension and Materials Photometric Chart Photometric Chart Catalog Spec Sheet Installation Manual IES Revit Type of Luminaire Street Light Standard Street Light (Pro) SP Street Light Set Model No. NNYC2001488 Product Data Type of Light Source LED Power Input 120W System Lumen Output 14400 lm System Efficacy 120 lm/W Power Voltage 220-240V Power Factor 0.9 Lifetime 50000H(L70) CCT 3000K CRI 70 SDCM Input Frequency 50/60Hz Dimming non-Dimmable Dimming Range UGR Glare Cut Angle Beam Angle 120deg. Rotation Angle Tilt Angle IP code 65 IK code IK 07 Ambient Temperature Range 5 - 45°C Surge Protection 10kV Classification of Luminaries Class Ⅰ THDi Effective Projected Area Driver Integrated Cut Out Size Dimensions W257mm*L534mm*H70mm Weight 4.24 kg Body ADC12 Reflector Glass Diffuser Trim Caseing Country of Origin China Brand Panasonic Remarks Catalog Spec Sheet Installation Manual IES Revit Spec and certification may change without notice. Tìm kiếm Mã Hàng | ../html/panasonic.net_html/pspec.php-id-G00023225.html
https://panasonic.net/electricworks/lighting/vn/products/pspec.php?id=G00023226 | Không tìm thấy mục ưu điểm nào trên trang | NNYC2006488 Certificates & Standards RoHs / TISI Catalog Spec Sheet Installation Manual IES Revit Type of Luminaire Street Light Standard Street Light (Pro) SP Street Light Set Model No. NNYC2006488 Dimension and Materials Dimension and Materials Photometric Chart Photometric Chart Catalog Spec Sheet Installation Manual IES Revit Type of Luminaire Street Light Standard Street Light (Pro) SP Street Light Set Model No. NNYC2006488 Product Data Type of Light Source LED Power Input 120W System Lumen Output 15000 lm System Efficacy 125 lm/W Power Voltage 220-240V Power Factor 0.9 Lifetime 50000H(L70) CCT 5700K CRI 70 SDCM Input Frequency 50/60Hz Dimming non-Dimmable Dimming Range UGR Glare Cut Angle Beam Angle 120deg. Rotation Angle Tilt Angle IP code 65 IK code IK 07 Ambient Temperature Range 5 - 45°C Surge Protection 10kV Classification of Luminaries Class Ⅰ THDi Effective Projected Area Driver Integrated Cut Out Size Dimensions W257mm*L534mm*H70mm Weight 4.24 kg Body ADC12 Reflector Glass Diffuser Trim Caseing Country of Origin China Brand Panasonic Remarks Catalog Spec Sheet Installation Manual IES Revit Spec and certification may change without notice. Tìm kiếm Mã Hàng | ../html/panasonic.net_html/pspec.php-id-G00023226.html
https://panasonic.net/electricworks/lighting/vn/products/pspec.php?id=G00023564 | Không tìm thấy mục ưu điểm nào trên trang | NNNC60111WLE88 Certificates & Standards RoHs Spec Sheet Installation Manual IES Type of Luminaire Downlight Glareless + Adjustable DL Ex-A Glareless Adjustable DL Set Model No. NNNC60111WLE88 Dimension and Materials Dimension and Materials Height to lighted plane (m) Initial beam center illuminance (lux) Beam Diameter (mm) Initi beam edge illuminance (lux) 1 5,210 263 2,539 2 1,303 526 635 3 579 789 282 Spec Sheet Installation Manual IES Type of Luminaire Downlight Glareless + Adjustable DL Ex-A Glareless Adjustable DL Set Model No. NNNC60111WLE88 Product Data Type of Light Source LED Power Input 10W System Lumen Output 670 lm System Efficacy 67 lm/W Power Voltage 220-240V Power Factor 0.9 Lifetime 50000H(L70) CCT 3000K CRI 80 SDCM Input Frequency 50/60Hz Dimming non-Dimmable Dimming Range UGR Glare Cut Angle 30deg. Beam Angle 15deg. Rotation Angle 355deg. Tilt Angle 23deg. IP code 20 IK code Ambient Temperature Range 5 - 35°C Surge Protection Classification of Luminaries Class Ⅱ THDi <20% Effective Projected Area Driver Integrated Cut Out Size 75mm Dimensions L85mm*H94mm Weight 0.2 kg Body ADC(Gray) Reflector ADC12(Chrome) Diffuser PMMA(Transparent) Trim ADC12(White) Caseing Country of Origin China Brand Panasonic Remarks Spec Sheet Installation Manual IES Spec and certification may change without notice. Tìm kiếm Mã Hàng | ../html/panasonic.net_html/pspec.php-id-G00023564.html
https://panasonic.net/electricworks/lighting/vn/products/pspec.php?id=G00023565 | Không tìm thấy mục ưu điểm nào trên trang | NNNC60131WLE88 Certificates & Standards RoHs Spec Sheet Installation Manual IES Type of Luminaire Downlight Glareless + Adjustable DL Ex-A Glareless Adjustable DL Set Model No. NNNC60131WLE88 Dimension and Materials Dimension and Materials Height to lighted plane (m) Initial beam center illuminance (lux) Beam Diameter (mm) Initi beam edge illuminance (lux) 1 5,443 263 2,652 2 1,361 526 663 3 605 789 295 Spec Sheet Installation Manual IES Type of Luminaire Downlight Glareless + Adjustable DL Ex-A Glareless Adjustable DL Set Model No. NNNC60131WLE88 Product Data Type of Light Source LED Power Input 10W System Lumen Output 700 lm System Efficacy 70 lm/W Power Voltage 220-240V Power Factor 0.9 Lifetime 50000H(L70) CCT 4000K CRI 80 SDCM Input Frequency 50/60Hz Dimming non-Dimmable Dimming Range UGR Glare Cut Angle 30deg. Beam Angle 15deg. Rotation Angle 355deg. Tilt Angle 23deg. IP code 20 IK code Ambient Temperature Range 5 - 35°C Surge Protection Classification of Luminaries Class Ⅱ THDi <20% Effective Projected Area Driver Integrated Cut Out Size 75mm Dimensions L85mm*H94mm Weight 0.2 kg Body ADC(Gray) Reflector ADC12(Chrome) Diffuser PMMA(Transparent) Trim ADC12(White) Caseing Country of Origin China Brand Panasonic Remarks Spec Sheet Installation Manual IES Spec and certification may change without notice. Tìm kiếm Mã Hàng | ../html/panasonic.net_html/pspec.php-id-G00023565.html
https://panasonic.net/electricworks/lighting/vn/products/pspec.php?id=G00023570 | Không tìm thấy mục ưu điểm nào trên trang | NNNC60161WLE88 Certificates & Standards RoHs Spec Sheet Installation Manual IES Type of Luminaire Downlight Glareless + Adjustable DL Ex-A Glareless Adjustable DL Set Model No. NNNC60161WLE88 Dimension and Materials Dimension and Materials Height to lighted plane (m) Initial beam center illuminance (lux) Beam Diameter (mm) Initi beam edge illuminance (lux) 1 4,277 263 2,084 2 1,069 526 521 3 475 789 232 Spec Sheet Installation Manual IES Type of Luminaire Downlight Glareless + Adjustable DL Ex-A Glareless Adjustable DL Set Model No. NNNC60161WLE88 Product Data Type of Light Source LED Power Input 10W System Lumen Output 550 lm System Efficacy 55 lm/W Power Voltage 220-240V Power Factor 0.9 Lifetime 50000H(L70) CCT 3000K CRI 90 SDCM Input Frequency 50/60Hz Dimming non-Dimmable Dimming Range UGR Glare Cut Angle 30deg. Beam Angle 15deg. Rotation Angle 355deg. Tilt Angle 23deg. IP code 20 IK code Ambient Temperature Range 5 - 35°C Surge Protection Classification of Luminaries Class Ⅱ THDi <20% Effective Projected Area Driver Integrated Cut Out Size 75mm Dimensions L85mm*H94mm Weight 0.2 kg Body ADC(Gray) Reflector ADC12(Chrome) Diffuser PMMA(Transparent) Trim ADC12(White) Caseing Country of Origin China Brand Panasonic Remarks Spec Sheet Installation Manual IES Spec and certification may change without notice. Tìm kiếm Mã Hàng | ../html/panasonic.net_html/pspec.php-id-G00023570.html
https://panasonic.net/electricworks/lighting/vn/products/pspec.php?id=G00023571 | Không tìm thấy mục ưu điểm nào trên trang | NNNC60181WLE88 Certificates & Standards RoHs Spec Sheet Installation Manual IES Type of Luminaire Downlight Glareless + Adjustable DL Ex-A Glareless Adjustable DL Set Model No. NNNC60181WLE88 Dimension and Materials Dimension and Materials Height to lighted plane (m) Initial beam center illuminance (lux) Beam Diameter (mm) Initi beam edge illuminance (lux) 1 4,510 263 2,198 2 1,128 526 550 3 501 789 244 Spec Sheet Installation Manual IES Type of Luminaire Downlight Glareless + Adjustable DL Ex-A Glareless Adjustable DL Set Model No. NNNC60181WLE88 Product Data Type of Light Source LED Power Input 10W System Lumen Output 580 lm System Efficacy 58 lm/W Power Voltage 220-240V Power Factor 0.9 Lifetime 50000H(L70) CCT 4000K CRI 90 SDCM Input Frequency 50/60Hz Dimming non-Dimmable Dimming Range UGR Glare Cut Angle 30deg. Beam Angle 15deg. Rotation Angle 355deg. Tilt Angle 23deg. IP code 20 IK code Ambient Temperature Range 5 - 35°C Surge Protection Classification of Luminaries Class Ⅱ THDi <20% Effective Projected Area Driver Integrated Cut Out Size 75mm Dimensions L85mm*H94mm Weight 0.2 kg Body ADC(Gray) Reflector ADC12(Chrome) Diffuser PMMA(Transparent) Trim ADC12(White) Caseing Country of Origin China Brand Panasonic Remarks Spec Sheet Installation Manual IES Spec and certification may change without notice. Tìm kiếm Mã Hàng | ../html/panasonic.net_html/pspec.php-id-G00023571.html
https://panasonic.net/electricworks/lighting/vn/products/pspec.php?id=G00023576 | Không tìm thấy mục ưu điểm nào trên trang | NNNC60112WLE88 Certificates & Standards RoHs Spec Sheet Installation Manual IES Type of Luminaire Downlight Glareless + Adjustable DL Ex-A Glareless Adjustable DL Set Model No. NNNC60112WLE88 Dimension and Materials Dimension and Materials Height to lighted plane (m) Initial beam center illuminance (lux) Beam Diameter (mm) Initi beam edge illuminance (lux) 1 3,582 425 1,676 2 896 850 419 3 398 1,275 186 Spec Sheet Installation Manual IES Type of Luminaire Downlight Glareless + Adjustable DL Ex-A Glareless Adjustable DL Set Model No. NNNC60112WLE88 Product Data Type of Light Source LED Power Input 10W System Lumen Output 760 lm System Efficacy 76 lm/W Power Voltage 220-240V Power Factor 0.9 Lifetime 50000H(L70) CCT 3000K CRI 80 SDCM Input Frequency 50/60Hz Dimming non-Dimmable Dimming Range UGR Glare Cut Angle 30deg. Beam Angle 24deg. Rotation Angle 355deg. Tilt Angle 23deg. IP code 20 IK code Ambient Temperature Range 5 - 35°C Surge Protection Classification of Luminaries Class Ⅱ THDi <20% Effective Projected Area Driver Integrated Cut Out Size 75mm Dimensions L85mm*H94mm Weight 0.2 kg Body ADC(Gray) Reflector ADC12(Chrome) Diffuser PMMA(Transparent) Trim ADC12(White) Caseing Country of Origin China Brand Panasonic Remarks Spec Sheet Installation Manual IES Spec and certification may change without notice. Tìm kiếm Mã Hàng | ../html/panasonic.net_html/pspec.php-id-G00023576.html
https://panasonic.net/electricworks/lighting/vn/products/pspec.php?id=G00023577 | Không tìm thấy mục ưu điểm nào trên trang | NNNC60132WLE88 Certificates & Standards RoHs Spec Sheet Installation Manual IES Type of Luminaire Downlight Glareless + Adjustable DL Ex-A Glareless Adjustable DL Set Model No. NNNC60132WLE88 Dimension and Materials Dimension and Materials Height to lighted plane (m) Initial beam center illuminance (lux) Beam Diameter (mm) Initi beam edge illuminance (lux) 1 3,770 425 1,764 2 943 850 441 3 419 1,275 196 Spec Sheet Installation Manual IES Type of Luminaire Downlight Glareless + Adjustable DL Ex-A Glareless Adjustable DL Set Model No. NNNC60132WLE88 Product Data Type of Light Source LED Power Input 10W System Lumen Output 800 lm System Efficacy 80 lm/W Power Voltage 220-240V Power Factor 0.9 Lifetime 50000H(L70) CCT 4000K CRI 80 SDCM Input Frequency 50/60Hz Dimming non-Dimmable Dimming Range UGR Glare Cut Angle 30deg. Beam Angle 24deg. Rotation Angle 355deg. Tilt Angle 23deg. IP code 20 IK code Ambient Temperature Range 5 - 35°C Surge Protection Classification of Luminaries Class Ⅱ THDi <20% Effective Projected Area Driver Integrated Cut Out Size 75mm Dimensions L85mm*H94mm Weight 0.2 kg Body ADC(Gray) Reflector ADC12(Chrome) Diffuser PMMA(Transparent) Trim ADC12(White) Caseing Country of Origin China Brand Panasonic Remarks Spec Sheet Installation Manual IES Spec and certification may change without notice. Tìm kiếm Mã Hàng | ../html/panasonic.net_html/pspec.php-id-G00023577.html
https://panasonic.net/electricworks/lighting/vn/products/pspec.php?id=G00023582 | Không tìm thấy mục ưu điểm nào trên trang | NNNC60162WLE88 Certificates & Standards RoHs Spec Sheet Installation Manual IES Type of Luminaire Downlight Glareless + Adjustable DL Ex-A Glareless Adjustable DL Set Model No. NNNC60162WLE88 Dimension and Materials Dimension and Materials Height to lighted plane (m) Initial beam center illuminance (lux) Beam Diameter (mm) Initi beam edge illuminance (lux) 1 2,969 425 1,389 2 742 850 347 3 330 1,275 154 Spec Sheet Installation Manual IES Type of Luminaire Downlight Glareless + Adjustable DL Ex-A Glareless Adjustable DL Set Model No. NNNC60162WLE88 Product Data Type of Light Source LED Power Input 10W System Lumen Output 630 lm System Efficacy 63 lm/W Power Voltage 220-240V Power Factor 0.9 Lifetime 50000H(L70) CCT 3000K CRI 90 SDCM Input Frequency 50/60Hz Dimming non-Dimmable Dimming Range UGR Glare Cut Angle 30deg. Beam Angle 24deg. Rotation Angle 355deg. Tilt Angle 23deg. IP code 20 IK code Ambient Temperature Range 5 - 35°C Surge Protection Classification of Luminaries Class Ⅱ THDi <20% Effective Projected Area Driver Integrated Cut Out Size 75mm Dimensions L85mm*H94mm Weight 0.2 kg Body ADC(Gray) Reflector ADC12(Chrome) Diffuser PMMA(Transparent) Trim ADC12(White) Caseing Country of Origin China Brand Panasonic Remarks Spec Sheet Installation Manual IES Spec and certification may change without notice. Tìm kiếm Mã Hàng | ../html/panasonic.net_html/pspec.php-id-G00023582.html
https://panasonic.net/electricworks/lighting/vn/products/pspec.php?id=G00023583 | Không tìm thấy mục ưu điểm nào trên trang | NNNC60182WLE88 Certificates & Standards RoHs Spec Sheet Installation Manual IES Type of Luminaire Downlight Glareless + Adjustable DL Ex-A Glareless Adjustable DL Set Model No. NNNC60182WLE88 Dimension and Materials Dimension and Materials Height to lighted plane (m) Initial beam center illuminance (lux) Beam Diameter (mm) Initi beam edge illuminance (lux) 1 3,110 425 1,455 2 778 850 364 3 346 1,275 162 Spec Sheet Installation Manual IES Type of Luminaire Downlight Glareless + Adjustable DL Ex-A Glareless Adjustable DL Set Model No. NNNC60182WLE88 Product Data Type of Light Source LED Power Input 10W System Lumen Output 660 lm System Efficacy 66 lm/W Power Voltage 220-240V Power Factor 0.9 Lifetime 50000H(L70) CCT 4000K CRI 90 SDCM Input Frequency 50/60Hz Dimming non-Dimmable Dimming Range UGR Glare Cut Angle 30deg. Beam Angle 24deg. Rotation Angle 355deg. Tilt Angle 23deg. IP code 20 IK code Ambient Temperature Range 5 - 35°C Surge Protection Classification of Luminaries Class Ⅱ THDi <20% Effective Projected Area Driver Integrated Cut Out Size 75mm Dimensions L85mm*H94mm Weight 0.2 kg Body ADC(Gray) Reflector ADC12(Chrome) Diffuser PMMA(Transparent) Trim ADC12(White) Caseing Country of Origin China Brand Panasonic Remarks Spec Sheet Installation Manual IES Spec and certification may change without notice. Tìm kiếm Mã Hàng | ../html/panasonic.net_html/pspec.php-id-G00023583.html
https://panasonic.net/electricworks/lighting/vn/products/pspec.php?id=G00023588 | Không tìm thấy mục ưu điểm nào trên trang | NNNC60113WLE88 Certificates & Standards RoHs Spec Sheet Installation Manual IES Type of Luminaire Downlight Glareless + Adjustable DL Ex-A Glareless Adjustable DL Set Model No. NNNC60113WLE88 Dimension and Materials Dimension and Materials Height to lighted plane (m) Initial beam center illuminance (lux) Beam Diameter (mm) Initi beam edge illuminance (lux) 1 1,954 650 840 2 489 1,300 210 3 217 1,950 93 Spec Sheet Installation Manual IES Type of Luminaire Downlight Glareless + Adjustable DL Ex-A Glareless Adjustable DL Set Model No. NNNC60113WLE88 Product Data Type of Light Source LED Power Input 10W System Lumen Output 830 lm System Efficacy 83 lm/W Power Voltage 220-240V Power Factor 0.9 Lifetime 50000H(L70) CCT 3000K CRI 80 SDCM Input Frequency 50/60Hz Dimming non-Dimmable Dimming Range UGR Glare Cut Angle 30deg. Beam Angle 36deg. Rotation Angle 355deg. Tilt Angle 23deg. IP code 20 IK code Ambient Temperature Range 5 - 35°C Surge Protection Classification of Luminaries Class Ⅱ THDi <20% Effective Projected Area Driver Integrated Cut Out Size 75mm Dimensions L85mm*H94mm Weight 0.2 kg Body ADC(Gray) Reflector ADC12(Chrome) Diffuser PMMA(Transparent) Trim ADC12(White) Caseing Country of Origin China Brand Panasonic Remarks Spec Sheet Installation Manual IES Spec and certification may change without notice. Tìm kiếm Mã Hàng | ../html/panasonic.net_html/pspec.php-id-G00023588.html
https://panasonic.net/electricworks/lighting/vn/products/pspec.php?id=G00023589 | Không tìm thấy mục ưu điểm nào trên trang | NNNC60133WLE88 Certificates & Standards RoHs Spec Sheet Installation Manual IES Type of Luminaire Downlight Glareless + Adjustable DL Ex-A Glareless Adjustable DL Set Model No. NNNC60133WLE88 Dimension and Materials Dimension and Materials Height to lighted plane (m) Initial beam center illuminance (lux) Beam Diameter (mm) Initi beam edge illuminance (lux) 1 2,048 650 881 2 512 1,300 220 3 228 1,950 98 Spec Sheet Installation Manual IES Type of Luminaire Downlight Glareless + Adjustable DL Ex-A Glareless Adjustable DL Set Model No. NNNC60133WLE88 Product Data Type of Light Source LED Power Input 10W System Lumen Output 870 lm System Efficacy 87 lm/W Power Voltage 220-240V Power Factor 0.9 Lifetime 50000H(L70) CCT 4000K CRI 80 SDCM Input Frequency 50/60Hz Dimming non-Dimmable Dimming Range UGR Glare Cut Angle 30deg. Beam Angle 36deg. Rotation Angle 355deg. Tilt Angle 23deg. IP code 20 IK code Ambient Temperature Range 5 - 35°C Surge Protection Classification of Luminaries Class Ⅱ THDi <20% Effective Projected Area Driver Integrated Cut Out Size 75mm Dimensions L85mm*H94mm Weight 0.2 kg Body ADC(Gray) Reflector ADC12(Chrome) Diffuser PMMA(Transparent) Trim ADC12(White) Caseing Country of Origin China Brand Panasonic Remarks Spec Sheet Installation Manual IES Spec and certification may change without notice. Tìm kiếm Mã Hàng | ../html/panasonic.net_html/pspec.php-id-G00023589.html
https://panasonic.net/electricworks/lighting/vn/products/pspec.php?id=G00024378 | Không tìm thấy mục ưu điểm nào trên trang | NNNC7650088 Certificates & Standards RoHs / TISI Spec Sheet Installation Manual Type of Luminaire Downlight Panel Light EZ-M Panel DL Set Model No. NNNC7650088 Dimension and Materials Dimension and Materials Photometric Chart Photometric Chart Spec Sheet Installation Manual Type of Luminaire Downlight Panel Light EZ-M Panel DL Set Model No. NNNC7650088 Product Data Type of Light Source LED Power Input 6W System Lumen Output 450 lm System Efficacy 75 lm/W Power Voltage 220-240V Power Factor 0.5 Lifetime 20000H(L70) CCT 3000K CRI 80 SDCM <6 Input Frequency 50/60Hz Dimming non-Dimmable Dimming Range UGR Glare Cut Angle Beam Angle 100deg. Rotation Angle Tilt Angle IP code 20 IK code IK 03 Ambient Temperature Range 5 - 35°C Surge Protection 0.5kV Classification of Luminaries Class Ⅱ THDi Effective Projected Area Driver External Cut Out Size 90mm Dimensions L98mm*H20mm Weight 0.13 kg Body ADC(White) Reflector Diffuser PS(Frost) Trim Caseing Country of Origin China Brand Panasonic Remarks Spec Sheet Installation Manual Spec and certification may change without notice. Tìm kiếm Mã Hàng | ../html/panasonic.net_html/pspec.php-id-G00024378.html
https://panasonic.net/electricworks/lighting/vn/products/pspec.php?id=G00024379 | Không tìm thấy mục ưu điểm nào trên trang | NNNC7655088 Certificates & Standards RoHs / TISI Spec Sheet Installation Manual Type of Luminaire Downlight Panel Light EZ-M Panel DL Set Model No. NNNC7655088 Dimension and Materials Dimension and Materials Photometric Chart Photometric Chart Spec Sheet Installation Manual Type of Luminaire Downlight Panel Light EZ-M Panel DL Set Model No. NNNC7655088 Product Data Type of Light Source LED Power Input 6W System Lumen Output 450 lm System Efficacy 75 lm/W Power Voltage 220-240V Power Factor 0.5 Lifetime 20000H(L70) CCT 4000K CRI 80 SDCM <6 Input Frequency 50/60Hz Dimming non-Dimmable Dimming Range UGR Glare Cut Angle Beam Angle 100deg. Rotation Angle Tilt Angle IP code 20 IK code IK 03 Ambient Temperature Range 5 - 35°C Surge Protection 0.5kV Classification of Luminaries Class Ⅱ THDi Effective Projected Area Driver External Cut Out Size 90mm Dimensions L98mm*H23mm Weight 0.13 kg Body ADC(White) Reflector Diffuser PS(Frost) Trim Caseing Country of Origin China Brand Panasonic Remarks Spec Sheet Installation Manual Spec and certification may change without notice. Tìm kiếm Mã Hàng | ../html/panasonic.net_html/pspec.php-id-G00024379.html
https://panasonic.net/electricworks/lighting/vn/products/pspec.php?id=G00024380 | Không tìm thấy mục ưu điểm nào trên trang | NNNC7651088 Certificates & Standards RoHs / TISI Spec Sheet Installation Manual Type of Luminaire Downlight Panel Light EZ-M Panel DL Set Model No. NNNC7651088 Dimension and Materials Dimension and Materials Photometric Chart Photometric Chart Spec Sheet Installation Manual Type of Luminaire Downlight Panel Light EZ-M Panel DL Set Model No. NNNC7651088 Product Data Type of Light Source LED Power Input 6W System Lumen Output 450 lm System Efficacy 75 lm/W Power Voltage 220-240V Power Factor 0.5 Lifetime 20000H(L70) CCT 6500K CRI 80 SDCM <6 Input Frequency 50/60Hz Dimming non-Dimmable Dimming Range UGR Glare Cut Angle Beam Angle 100deg. Rotation Angle Tilt Angle IP code 20 IK code IK 03 Ambient Temperature Range 5 - 35°C Surge Protection 0.5kV Classification of Luminaries Class Ⅱ THDi Effective Projected Area Driver External Cut Out Size 90mm Dimensions L98mm*H20mm Weight 0.13 kg Body ADC(White) Reflector Diffuser PS(Frost) Trim Caseing Country of Origin China Brand Panasonic Remarks Spec Sheet Installation Manual Spec and certification may change without notice. Tìm kiếm Mã Hàng | ../html/panasonic.net_html/pspec.php-id-G00024380.html
https://panasonic.net/electricworks/lighting/vn/products/pspec.php?id=G00024381 | Không tìm thấy mục ưu điểm nào trên trang | NNNC7650188 Certificates & Standards RoHs / TISI Spec Sheet Installation Manual Type of Luminaire Downlight Panel Light EZ-M Panel DL Set Model No. NNNC7650188 Dimension and Materials Dimension and Materials Photometric Chart Photometric Chart Spec Sheet Installation Manual Type of Luminaire Downlight Panel Light EZ-M Panel DL Set Model No. NNNC7650188 Product Data Type of Light Source LED Power Input 9W System Lumen Output 675 lm System Efficacy 75 lm/W Power Voltage 220-240V Power Factor 0.5 Lifetime 20000H(L70) CCT 3000K CRI 80 SDCM <6 Input Frequency 50/60Hz Dimming non-Dimmable Dimming Range UGR Glare Cut Angle Beam Angle 100deg. Rotation Angle Tilt Angle IP code 20 IK code IK 03 Ambient Temperature Range 5 - 35°C Surge Protection 0.5kV Classification of Luminaries Class Ⅱ THDi Effective Projected Area Driver External Cut Out Size 90mm Dimensions L98mm*H20mm Weight 0.14 kg Body ADC(White) Reflector Diffuser PS(Frost) Trim Caseing Country of Origin China Brand Panasonic Remarks Spec Sheet Installation Manual Spec and certification may change without notice. Tìm kiếm Mã Hàng | ../html/panasonic.net_html/pspec.php-id-G00024381.html
https://panasonic.net/electricworks/lighting/vn/products/pspec.php?id=G00024382 | Không tìm thấy mục ưu điểm nào trên trang | NNNC7655188 Certificates & Standards RoHs / TISI / CR Spec Sheet Installation Manual Type of Luminaire Downlight Panel Light EZ-M Panel DL Set Model No. NNNC7655188 Dimension and Materials Dimension and Materials Photometric Chart Photometric Chart Spec Sheet Installation Manual Type of Luminaire Downlight Panel Light EZ-M Panel DL Set Model No. NNNC7655188 Product Data Type of Light Source LED Power Input 9W System Lumen Output 675 lm System Efficacy 75 lm/W Power Voltage 220-240V Power Factor 0.5 Lifetime 20000H(L70) CCT 4000K CRI 80 SDCM <6 Input Frequency 50/60Hz Dimming non-Dimmable Dimming Range UGR Glare Cut Angle Beam Angle 100deg. Rotation Angle Tilt Angle IP code 20 IK code IK 03 Ambient Temperature Range 5 - 35°C Surge Protection 0.5kV Classification of Luminaries Class Ⅱ THDi Effective Projected Area Driver External Cut Out Size 90mm Dimensions L98mm*H23mm Weight 0.14 kg Body ADC(White) Reflector Diffuser PS(Frost) Trim Caseing Country of Origin China Brand Panasonic Remarks Spec Sheet Installation Manual Spec and certification may change without notice. Tìm kiếm Mã Hàng | ../html/panasonic.net_html/pspec.php-id-G00024382.html
https://panasonic.net/electricworks/lighting/vn/products/pspec.php?id=G00024383 | Không tìm thấy mục ưu điểm nào trên trang | NNNC7651188 Certificates & Standards RoHs / TISI / CR Spec Sheet Installation Manual Type of Luminaire Downlight Panel Light EZ-M Panel DL Set Model No. NNNC7651188 Dimension and Materials Dimension and Materials Photometric Chart Photometric Chart Spec Sheet Installation Manual Type of Luminaire Downlight Panel Light EZ-M Panel DL Set Model No. NNNC7651188 Product Data Type of Light Source LED Power Input 9W System Lumen Output 675 lm System Efficacy 75 lm/W Power Voltage 220-240V Power Factor 0.5 Lifetime 20000H(L70) CCT 6500K CRI 80 SDCM <6 Input Frequency 50/60Hz Dimming non-Dimmable Dimming Range UGR Glare Cut Angle Beam Angle 100deg. Rotation Angle Tilt Angle IP code 20 IK code IK 03 Ambient Temperature Range 5 - 35°C Surge Protection 0.5kV Classification of Luminaries Class Ⅱ THDi Effective Projected Area Driver External Cut Out Size 90mm Dimensions L98mm*H20mm Weight 0.14 kg Body ADC(White) Reflector Diffuser PS(Frost) Trim Caseing Country of Origin China Brand Panasonic Remarks Spec Sheet Installation Manual Spec and certification may change without notice. Tìm kiếm Mã Hàng | ../html/panasonic.net_html/pspec.php-id-G00024383.html
https://panasonic.net/electricworks/lighting/vn/products/pspec.php?id=G00024384 | Không tìm thấy mục ưu điểm nào trên trang | NNNC7650288 Certificates & Standards RoHs / TISI Spec Sheet Installation Manual Type of Luminaire Downlight Panel Light EZ-M Panel DL Set Model No. NNNC7650288 Dimension and Materials Dimension and Materials Photometric Chart Photometric Chart Spec Sheet Installation Manual Type of Luminaire Downlight Panel Light EZ-M Panel DL Set Model No. NNNC7650288 Product Data Type of Light Source LED Power Input 12W System Lumen Output 900 lm System Efficacy 75 lm/W Power Voltage 220-240V Power Factor 0.5 Lifetime 20000H(L70) CCT 3000K CRI 80 SDCM <6 Input Frequency 50/60Hz Dimming non-Dimmable Dimming Range UGR Glare Cut Angle Beam Angle 100deg. Rotation Angle Tilt Angle IP code 20 IK code IK 03 Ambient Temperature Range 5 - 35°C Surge Protection 0.5kV Classification of Luminaries Class Ⅱ THDi Effective Projected Area Driver External Cut Out Size 110mm Dimensions L118mm*H20mm Weight 0.15 kg Body ADC(White) Reflector Diffuser PS(Frost) Trim Caseing Country of Origin China Brand Panasonic Remarks Spec Sheet Installation Manual Spec and certification may change without notice. Tìm kiếm Mã Hàng | ../html/panasonic.net_html/pspec.php-id-G00024384.html
https://panasonic.net/electricworks/lighting/vn/products/pspec.php?id=G00024385 | Không tìm thấy mục ưu điểm nào trên trang | NNNC7655288 Certificates & Standards RoHs / TISI / CR Spec Sheet Installation Manual Type of Luminaire Downlight Panel Light EZ-M Panel DL Set Model No. NNNC7655288 Dimension and Materials Dimension and Materials Photometric Chart Photometric Chart Spec Sheet Installation Manual Type of Luminaire Downlight Panel Light EZ-M Panel DL Set Model No. NNNC7655288 Product Data Type of Light Source LED Power Input 12W System Lumen Output 900 lm System Efficacy 75 lm/W Power Voltage 220-240V Power Factor 0.5 Lifetime 20000H(L70) CCT 4000K CRI 80 SDCM <6 Input Frequency 50/60Hz Dimming non-Dimmable Dimming Range UGR Glare Cut Angle Beam Angle 100deg. Rotation Angle Tilt Angle IP code 20 IK code IK 03 Ambient Temperature Range 5 - 35°C Surge Protection 0.5kV Classification of Luminaries Class Ⅱ THDi Effective Projected Area Driver External Cut Out Size 110mm Dimensions L118mm*H23mm Weight 0.15 kg Body ADC(White) Reflector Diffuser PS(Frost) Trim Caseing Country of Origin China Brand Panasonic Remarks Spec Sheet Installation Manual Spec and certification may change without notice. Tìm kiếm Mã Hàng | ../html/panasonic.net_html/pspec.php-id-G00024385.html
https://panasonic.net/electricworks/lighting/vn/products/pspec.php?id=G00024386 | Không tìm thấy mục ưu điểm nào trên trang | NNNC7651288 Certificates & Standards RoHs / TISI / CR Spec Sheet Installation Manual Type of Luminaire Downlight Panel Light EZ-M Panel DL Set Model No. NNNC7651288 Dimension and Materials Dimension and Materials Photometric Chart Photometric Chart Spec Sheet Installation Manual Type of Luminaire Downlight Panel Light EZ-M Panel DL Set Model No. NNNC7651288 Product Data Type of Light Source LED Power Input 12W System Lumen Output 900 lm System Efficacy 75 lm/W Power Voltage 220-240V Power Factor 0.5 Lifetime 20000H(L70) CCT 6500K CRI 80 SDCM <6 Input Frequency 50/60Hz Dimming non-Dimmable Dimming Range UGR Glare Cut Angle Beam Angle 100deg. Rotation Angle Tilt Angle IP code 20 IK code IK 03 Ambient Temperature Range 5 - 35°C Surge Protection 0.5kV Classification of Luminaries Class Ⅱ THDi Effective Projected Area Driver External Cut Out Size 110mm Dimensions L118mm*H20mm Weight 0.15 kg Body ADC(White) Reflector Diffuser PS(Frost) Trim Caseing Country of Origin China Brand Panasonic Remarks Spec Sheet Installation Manual Spec and certification may change without notice. Tìm kiếm Mã Hàng | ../html/panasonic.net_html/pspec.php-id-G00024386.html
https://panasonic.net/electricworks/lighting/vn/products/pspec.php?id=G00024387 | Không tìm thấy mục ưu điểm nào trên trang | NNNC7650388 Certificates & Standards RoHs / TISI Spec Sheet Installation Manual Type of Luminaire Downlight Panel Light EZ-M Panel DL Set Model No. NNNC7650388 Dimension and Materials Dimension and Materials Photometric Chart Photometric Chart Spec Sheet Installation Manual Type of Luminaire Downlight Panel Light EZ-M Panel DL Set Model No. NNNC7650388 Product Data Type of Light Source LED Power Input 15W System Lumen Output 1200 lm System Efficacy 80 lm/W Power Voltage 220-240V Power Factor 0.5 Lifetime 20000H(L70) CCT 3000K CRI 80 SDCM <6 Input Frequency 50/60Hz Dimming non-Dimmable Dimming Range UGR Glare Cut Angle Beam Angle 100deg. Rotation Angle Tilt Angle IP code 20 IK code IK 03 Ambient Temperature Range 5 - 35°C Surge Protection 0.5kV Classification of Luminaries Class Ⅱ THDi Effective Projected Area Driver External Cut Out Size 150mm Dimensions L158mm*H20mm Weight 0.24 kg Body ADC(White) Reflector Diffuser PS(Frost) Trim Caseing Country of Origin China Brand Panasonic Remarks Spec Sheet Installation Manual Spec and certification may change without notice. Tìm kiếm Mã Hàng | ../html/panasonic.net_html/pspec.php-id-G00024387.html
https://panasonic.net/electricworks/lighting/vn/products/pspec.php?id=G00024475 | Không tìm thấy mục ưu điểm nào trên trang | NNFC70600LE88 Certificates & Standards CB / RoHs / CISPR15 / TISI / CR Catalog Spec Sheet Installation Manual IES Type of Luminaire Baselight Standard Baselight (Pro) Ex 2G Set Model No. NNFC70600LE88 Dimension and Materials Dimension and Materials Photometric Chart Photometric Chart Catalog Spec Sheet Installation Manual IES Type of Luminaire Baselight Standard Baselight (Pro) Ex 2G Set Model No. NNFC70600LE88 Product Data Type of Light Source LED Power Input 36W System Lumen Output 3900 lm System Efficacy 108 lm/W Power Voltage 220-240V Power Factor 0.9 Lifetime 50000H(L70) CCT 3000K CRI 80 SDCM <5 Input Frequency 50/60Hz Dimming non-Dimmable Dimming Range UGR Glare Cut Angle Beam Angle Rotation Angle Tilt Angle IP code 20 IK code Ambient Temperature Range 5 - 35°C Surge Protection 2kV Classification of Luminaries Class Ⅱ THDi <10% Effective Projected Area Driver External Cut Out Size Dimensions W595mm*L595mm*H35mm Weight 2 kg Body SPCC(White) Reflector Diffuser PS(Frost) Trim Aluminium(White) Caseing Country of Origin China Brand Panasonic Remarks Catalog Spec Sheet Installation Manual IES Spec and certification may change without notice. Tìm kiếm Mã Hàng | ../html/panasonic.net_html/pspec.php-id-G00024475.html
https://panasonic.net/electricworks/lighting/vn/products/pspec.php?id=G00024476 | Không tìm thấy mục ưu điểm nào trên trang | NNFC70650LE88 Certificates & Standards CB / RoHs / CISPR15 / TISI / CR Catalog Spec Sheet Installation Manual IES Type of Luminaire Baselight Standard Baselight (Pro) Ex 2G Set Model No. NNFC70650LE88 Dimension and Materials Dimension and Materials Photometric Chart Photometric Chart Catalog Spec Sheet Installation Manual IES Type of Luminaire Baselight Standard Baselight (Pro) Ex 2G Set Model No. NNFC70650LE88 Product Data Type of Light Source LED Power Input 36W System Lumen Output 3900 lm System Efficacy 108 lm/W Power Voltage 220-240V Power Factor 0.9 Lifetime 50000H(L70) CCT 4000K CRI 80 SDCM <5 Input Frequency 50/60Hz Dimming non-Dimmable Dimming Range UGR Glare Cut Angle Beam Angle Rotation Angle Tilt Angle IP code 20 IK code Ambient Temperature Range 5 - 35°C Surge Protection 2kV Classification of Luminaries Class Ⅱ THDi <10% Effective Projected Area Driver External Cut Out Size Dimensions W595mm*L595mm*H35mm Weight 2 kg Body SPCC(White) Reflector Diffuser PS(Frost) Trim Aluminium(White) Caseing Country of Origin China Brand Panasonic Remarks Catalog Spec Sheet Installation Manual IES Spec and certification may change without notice. Tìm kiếm Mã Hàng | ../html/panasonic.net_html/pspec.php-id-G00024476.html
https://panasonic.net/electricworks/lighting/vn/products/pspec.php?id=G00024477 | Không tìm thấy mục ưu điểm nào trên trang | NNFC70660LE88 Certificates & Standards CB / RoHs / CISPR15 / TISI / CR Catalog Spec Sheet Installation Manual IES Type of Luminaire Baselight Standard Baselight (Pro) Ex 2G Set Model No. NNFC70660LE88 Dimension and Materials Dimension and Materials Photometric Chart Photometric Chart Catalog Spec Sheet Installation Manual IES Type of Luminaire Baselight Standard Baselight (Pro) Ex 2G Set Model No. NNFC70660LE88 Product Data Type of Light Source LED Power Input 36W System Lumen Output 3900 lm System Efficacy 108 lm/W Power Voltage 220-240V Power Factor 0.9 Lifetime 50000H(L70) CCT 6500K CRI 80 SDCM <5 Input Frequency 50/60Hz Dimming non-Dimmable Dimming Range UGR Glare Cut Angle Beam Angle Rotation Angle Tilt Angle IP code 20 IK code Ambient Temperature Range 5 - 35°C Surge Protection 2kV Classification of Luminaries Class Ⅱ THDi <10% Effective Projected Area Driver External Cut Out Size Dimensions W595mm*L595mm*H35mm Weight 2 kg Body SPCC(White) Reflector Diffuser PS(Frost) Trim Aluminium(White) Caseing Country of Origin China Brand Panasonic Remarks Catalog Spec Sheet Installation Manual IES Spec and certification may change without notice. Tìm kiếm Mã Hàng | ../html/panasonic.net_html/pspec.php-id-G00024477.html
https://panasonic.net/electricworks/lighting/vn/products/pspec.php?id=G00024478 | Không tìm thấy mục ưu điểm nào trên trang | NNFC70601LE88 Certificates & Standards CB / RoHs / CISPR15 / TISI / CR Catalog Spec Sheet Installation Manual IES Type of Luminaire Baselight Standard Baselight (Pro) Ex 2G Set Model No. NNFC70601LE88 Dimension and Materials Dimension and Materials Photometric Chart Photometric Chart Catalog Spec Sheet Installation Manual IES Type of Luminaire Baselight Standard Baselight (Pro) Ex 2G Set Model No. NNFC70601LE88 Product Data Type of Light Source LED Power Input 36W System Lumen Output 4400 lm System Efficacy 122 lm/W Power Voltage 220-240V Power Factor 0.9 Lifetime 50000H(L70) CCT 3000K CRI 80 SDCM Input Frequency 50/60Hz Dimming non-Dimmable Dimming Range UGR Glare Cut Angle Beam Angle Rotation Angle Tilt Angle IP code 20 IK code Ambient Temperature Range 5 - 35°C Surge Protection Classification of Luminaries Class Ⅱ THDi <10% Effective Projected Area Driver External Cut Out Size Dimensions W595mm*L595mm*H35mm Weight 2 kg Body SPCC(White) Reflector Diffuser PS(Frost) Trim Aluminium(White) Caseing Country of Origin China Brand Panasonic Remarks Catalog Spec Sheet Installation Manual IES Spec and certification may change without notice. Tìm kiếm Mã Hàng | ../html/panasonic.net_html/pspec.php-id-G00024478.html
https://panasonic.net/electricworks/lighting/vn/products/pspec.php?id=G00024479 | Không tìm thấy mục ưu điểm nào trên trang | NNFC70651LE88 Certificates & Standards CB / RoHs / CISPR15 / TISI / CR Catalog Spec Sheet Installation Manual IES Type of Luminaire Baselight Standard Baselight (Pro) Ex 2G Set Model No. NNFC70651LE88 Dimension and Materials Dimension and Materials Photometric Chart Photometric Chart Catalog Spec Sheet Installation Manual IES Type of Luminaire Baselight Standard Baselight (Pro) Ex 2G Set Model No. NNFC70651LE88 Product Data Type of Light Source LED Power Input 36W System Lumen Output 4400 lm System Efficacy 122 lm/W Power Voltage 220-240V Power Factor 0.9 Lifetime 50000H(L70) CCT 4000K CRI 80 SDCM Input Frequency 50/60Hz Dimming non-Dimmable Dimming Range UGR Glare Cut Angle Beam Angle Rotation Angle Tilt Angle IP code 20 IK code Ambient Temperature Range 5 - 35°C Surge Protection Classification of Luminaries Class Ⅱ THDi <10% Effective Projected Area Driver External Cut Out Size Dimensions W595mm*L595mm*H35mm Weight 2 kg Body SPCC(White) Reflector Diffuser PS(Frost) Trim Aluminium(White) Caseing Country of Origin China Brand Panasonic Remarks Catalog Spec Sheet Installation Manual IES Spec and certification may change without notice. Tìm kiếm Mã Hàng | ../html/panasonic.net_html/pspec.php-id-G00024479.html
https://panasonic.net/electricworks/lighting/vn/products/pspec.php?id=G00024480 | Không tìm thấy mục ưu điểm nào trên trang | NNFC70661LE88 Certificates & Standards CB / RoHs / CISPR15 / TISI / CR Catalog Spec Sheet Installation Manual IES Type of Luminaire Baselight Standard Baselight (Pro) Ex 2G Set Model No. NNFC70661LE88 Dimension and Materials Dimension and Materials Photometric Chart Photometric Chart Catalog Spec Sheet Installation Manual IES Type of Luminaire Baselight Standard Baselight (Pro) Ex 2G Set Model No. NNFC70661LE88 Product Data Type of Light Source LED Power Input 36W System Lumen Output 4400 lm System Efficacy 122 lm/W Power Voltage 220-240V Power Factor 0.9 Lifetime 50000H(L70) CCT 6500K CRI 80 SDCM Input Frequency 50/60Hz Dimming non-Dimmable Dimming Range UGR Glare Cut Angle Beam Angle Rotation Angle Tilt Angle IP code 20 IK code Ambient Temperature Range 5 - 35°C Surge Protection Classification of Luminaries Class Ⅱ THDi <10% Effective Projected Area Driver External Cut Out Size Dimensions W595mm*L595mm*H35mm Weight 2 kg Body SPCC(White) Reflector Diffuser PS(Frost) Trim Aluminium(White) Caseing Country of Origin China Brand Panasonic Remarks Catalog Spec Sheet Installation Manual IES Spec and certification may change without notice. Tìm kiếm Mã Hàng | ../html/panasonic.net_html/pspec.php-id-G00024480.html
https://panasonic.net/electricworks/lighting/vn/products/pspec.php?id=G00024484 | Không tìm thấy mục ưu điểm nào trên trang | NNFC70620LE88 Certificates & Standards CB / RoHs / CISPR15 / TISI / CR Catalog Spec Sheet Installation Manual IES Type of Luminaire Baselight Standard Baselight (Pro) Ex 2G Set Model No. NNFC70620LE88 Dimension and Materials Dimension and Materials Photometric Chart Photometric Chart Catalog Spec Sheet Installation Manual IES Type of Luminaire Baselight Standard Baselight (Pro) Ex 2G Set Model No. NNFC70620LE88 Product Data Type of Light Source LED Power Input 36W System Lumen Output 3900 lm System Efficacy 108 lm/W Power Voltage 220-240V Power Factor 0.9 Lifetime 50000H(L70) CCT 3000K CRI 80 SDCM <5 Input Frequency 50/60Hz Dimming non-Dimmable Dimming Range UGR Glare Cut Angle Beam Angle Rotation Angle Tilt Angle IP code 20 IK code Ambient Temperature Range 5 - 35°C Surge Protection 2kV Classification of Luminaries Class Ⅱ THDi <10% Effective Projected Area Driver External Cut Out Size Dimensions W295mm*L1195mm*H35mm Weight 2 kg Body SPCC(White) Reflector Diffuser PS(Frost) Trim Aluminium(White) Caseing Country of Origin China Brand Panasonic Remarks Catalog Spec Sheet Installation Manual IES Spec and certification may change without notice. Tìm kiếm Mã Hàng | ../html/panasonic.net_html/pspec.php-id-G00024484.html
https://panasonic.net/electricworks/lighting/vn/products/pspec.php?id=G00024485 | Không tìm thấy mục ưu điểm nào trên trang | NNFC70670LE88 Certificates & Standards CB / RoHs / CISPR15 / TISI / CR Catalog Spec Sheet Installation Manual IES Type of Luminaire Baselight Standard Baselight (Pro) Ex 2G Set Model No. NNFC70670LE88 Dimension and Materials Dimension and Materials Photometric Chart Photometric Chart Catalog Spec Sheet Installation Manual IES Type of Luminaire Baselight Standard Baselight (Pro) Ex 2G Set Model No. NNFC70670LE88 Product Data Type of Light Source LED Power Input 36W System Lumen Output 3900 lm System Efficacy 108 lm/W Power Voltage 220-240V Power Factor 0.9 Lifetime 50000H(L70) CCT 4000K CRI 80 SDCM <5 Input Frequency 50/60Hz Dimming non-Dimmable Dimming Range UGR Glare Cut Angle Beam Angle Rotation Angle Tilt Angle IP code 20 IK code Ambient Temperature Range 5 - 35°C Surge Protection 2kV Classification of Luminaries Class Ⅱ THDi <10% Effective Projected Area Driver External Cut Out Size Dimensions W295mm*L1195mm*H35mm Weight 2 kg Body SPCC(White) Reflector Diffuser PS(Frost) Trim Aluminium(White) Caseing Country of Origin China Brand Panasonic Remarks Catalog Spec Sheet Installation Manual IES Spec and certification may change without notice. Tìm kiếm Mã Hàng | ../html/panasonic.net_html/pspec.php-id-G00024485.html
https://panasonic.net/electricworks/lighting/vn/products/pspec.php?id=G00024486 | Không tìm thấy mục ưu điểm nào trên trang | NNFC70680LE88 Certificates & Standards CB / RoHs / CISPR15 / TISI / CR Catalog Spec Sheet Installation Manual IES Type of Luminaire Baselight Standard Baselight (Pro) Ex 2G Set Model No. NNFC70680LE88 Dimension and Materials Dimension and Materials Photometric Chart Photometric Chart Catalog Spec Sheet Installation Manual IES Type of Luminaire Baselight Standard Baselight (Pro) Ex 2G Set Model No. NNFC70680LE88 Product Data Type of Light Source LED Power Input 36W System Lumen Output 3900 lm System Efficacy 108 lm/W Power Voltage 220-240V Power Factor 0.9 Lifetime 50000H(L70) CCT 6500K CRI 80 SDCM <5 Input Frequency 50/60Hz Dimming non-Dimmable Dimming Range UGR Glare Cut Angle Beam Angle Rotation Angle Tilt Angle IP code 20 IK code Ambient Temperature Range 5 - 35°C Surge Protection 2kV Classification of Luminaries Class Ⅱ THDi <10% Effective Projected Area Driver External Cut Out Size Dimensions W295mm*L1195mm*H35mm Weight 2 kg Body SPCC(White) Reflector Diffuser PS(Frost) Trim Aluminium(White) Caseing Country of Origin China Brand Panasonic Remarks Catalog Spec Sheet Installation Manual IES Spec and certification may change without notice. Tìm kiếm Mã Hàng | ../html/panasonic.net_html/pspec.php-id-G00024486.html
https://panasonic.net/electricworks/lighting/vn/products/pspec.php?id=G00024487 | Không tìm thấy mục ưu điểm nào trên trang | NNFC70621LE88 Certificates & Standards CB / RoHs / CISPR15 / TISI / CR Catalog Spec Sheet Installation Manual IES Type of Luminaire Baselight Standard Baselight (Pro) Ex 2G Set Model No. NNFC70621LE88 Dimension and Materials Dimension and Materials Photometric Chart Photometric Chart Catalog Spec Sheet Installation Manual IES Type of Luminaire Baselight Standard Baselight (Pro) Ex 2G Set Model No. NNFC70621LE88 Product Data Type of Light Source LED Power Input 36W System Lumen Output 4400 lm System Efficacy 122 lm/W Power Voltage 220-240V Power Factor 0.9 Lifetime 50000H(L70) CCT 3000K CRI 80 SDCM Input Frequency 50/60Hz Dimming non-Dimmable Dimming Range UGR Glare Cut Angle Beam Angle Rotation Angle Tilt Angle IP code 20 IK code Ambient Temperature Range 5 - 35°C Surge Protection Classification of Luminaries Class Ⅱ THDi <10% Effective Projected Area Driver External Cut Out Size Dimensions W295mm*L1195mm*H35mm Weight 2 kg Body SPCC(White) Reflector Diffuser PS(Frost) Trim Aluminium(White) Caseing Country of Origin China Brand Panasonic Remarks Catalog Spec Sheet Installation Manual IES Spec and certification may change without notice. Tìm kiếm Mã Hàng | ../html/panasonic.net_html/pspec.php-id-G00024487.html
https://panasonic.net/electricworks/lighting/vn/products/pspec.php?id=G00024493 | Không tìm thấy mục ưu điểm nào trên trang | NNFC70600DZ88 Certificates & Standards RoHs / TISI Catalog Spec Sheet IES Type of Luminaire Baselight DALI Baselight Ex 2G Set Model No. NNFC70600DZ88 Dimension and Materials Dimension and Materials Photometric Chart Photometric Chart Catalog Spec Sheet IES Type of Luminaire Baselight DALI Baselight Ex 2G Set Model No. NNFC70600DZ88 Product Data Type of Light Source LED Power Input 36W System Lumen Output 3900 lm System Efficacy 108 lm/W Power Voltage 220-240V Power Factor 0.9 Lifetime 50000H(L70) CCT 3000K CRI 80 SDCM <5 Input Frequency 50/60Hz Dimming Dimmable Dimming Range 1-100% UGR Glare Cut Angle Beam Angle Rotation Angle Tilt Angle IP code 20 IK code Ambient Temperature Range 5 - 35°C Surge Protection 2kV Classification of Luminaries Class Ⅱ THDi <10% Effective Projected Area Driver External Cut Out Size Dimensions W595mm*L595mm*H35mm Weight 2 kg Body SPCC(White) Reflector Diffuser PS(Frost) Trim Aluminium(White) Caseing Country of Origin China Brand Panasonic Remarks Catalog Spec Sheet IES Spec and certification may change without notice. Tìm kiếm Mã Hàng | ../html/panasonic.net_html/pspec.php-id-G00024493.html
https://panasonic.net/electricworks/lighting/vn/products/pspec.php?id=G00024494 | Không tìm thấy mục ưu điểm nào trên trang | NNFC70650DZ88 Certificates & Standards RoHs / TISI Catalog Spec Sheet IES Type of Luminaire Baselight DALI Baselight Ex 2G Set Model No. NNFC70650DZ88 Dimension and Materials Dimension and Materials Photometric Chart Photometric Chart Catalog Spec Sheet IES Type of Luminaire Baselight DALI Baselight Ex 2G Set Model No. NNFC70650DZ88 Product Data Type of Light Source LED Power Input 36W System Lumen Output 3900 lm System Efficacy 108 lm/W Power Voltage 220-240V Power Factor 0.9 Lifetime 50000H(L70) CCT 4000K CRI 80 SDCM <5 Input Frequency 50/60Hz Dimming Dimmable Dimming Range 1-100% UGR Glare Cut Angle Beam Angle Rotation Angle Tilt Angle IP code 20 IK code Ambient Temperature Range 5 - 35°C Surge Protection 2kV Classification of Luminaries Class Ⅱ THDi <10% Effective Projected Area Driver External Cut Out Size Dimensions W595mm*L595mm*H35mm Weight 2 kg Body SPCC(White) Reflector Diffuser PS(Frost) Trim Aluminium(White) Caseing Country of Origin China Brand Panasonic Remarks Catalog Spec Sheet IES Spec and certification may change without notice. Tìm kiếm Mã Hàng | ../html/panasonic.net_html/pspec.php-id-G00024494.html
https://panasonic.net/electricworks/lighting/vn/products/pspec.php?id=G00024495 | Không tìm thấy mục ưu điểm nào trên trang | NNFC70660DZ88 Certificates & Standards RoHs / TISI Catalog Spec Sheet IES Type of Luminaire Baselight DALI Baselight Ex 2G Set Model No. NNFC70660DZ88 Dimension and Materials Dimension and Materials Photometric Chart Photometric Chart Catalog Spec Sheet IES Type of Luminaire Baselight DALI Baselight Ex 2G Set Model No. NNFC70660DZ88 Product Data Type of Light Source LED Power Input 36W System Lumen Output 3900 lm System Efficacy 108 lm/W Power Voltage 220-240V Power Factor 0.9 Lifetime 50000H(L70) CCT 6500K CRI 80 SDCM <5 Input Frequency 50/60Hz Dimming Dimmable Dimming Range 1-100% UGR Glare Cut Angle Beam Angle Rotation Angle Tilt Angle IP code 20 IK code Ambient Temperature Range 5 - 35°C Surge Protection 2kV Classification of Luminaries Class Ⅱ THDi <10% Effective Projected Area Driver External Cut Out Size Dimensions W595mm*L595mm*H35mm Weight 2 kg Body SPCC(White) Reflector Diffuser PS(Frost) Trim Aluminium(White) Caseing Country of Origin China Brand Panasonic Remarks Catalog Spec Sheet IES Spec and certification may change without notice. Tìm kiếm Mã Hàng | ../html/panasonic.net_html/pspec.php-id-G00024495.html
https://panasonic.net/electricworks/lighting/vn/products/pspec.php?id=G00024496 | Không tìm thấy mục ưu điểm nào trên trang | NNFC70601DZ88 Certificates & Standards RoHs / TISI Catalog Spec Sheet IES Type of Luminaire Baselight DALI Baselight Ex 2G Set Model No. NNFC70601DZ88 Dimension and Materials Dimension and Materials Photometric Chart Photometric Chart Catalog Spec Sheet IES Type of Luminaire Baselight DALI Baselight Ex 2G Set Model No. NNFC70601DZ88 Product Data Type of Light Source LED Power Input 36W System Lumen Output 4400 lm System Efficacy 122 lm/W Power Voltage 220-240V Power Factor 0.9 Lifetime 50000H(L70) CCT 3000K CRI 80 SDCM <5 Input Frequency 50/60Hz Dimming Dimmable Dimming Range 1-100% UGR Glare Cut Angle Beam Angle Rotation Angle Tilt Angle IP code 20 IK code Ambient Temperature Range 5 - 35°C Surge Protection 2kV Classification of Luminaries Class Ⅱ THDi <10% Effective Projected Area Driver External Cut Out Size Dimensions W595mm*L595mm*H35mm Weight 2 kg Body SPCC(White) Reflector Diffuser PS(Frost) Trim Aluminium(White) Caseing Country of Origin China Brand Panasonic Remarks Catalog Spec Sheet IES Spec and certification may change without notice. Tìm kiếm Mã Hàng | ../html/panasonic.net_html/pspec.php-id-G00024496.html
https://panasonic.net/electricworks/lighting/vn/products/pspec.php?id=G00024497 | Không tìm thấy mục ưu điểm nào trên trang | NNFC70651DZ88 Certificates & Standards CB / RoHs / CISPR15 / TISI / CR Catalog Spec Sheet IES Type of Luminaire Baselight DALI Baselight Ex 2G Set Model No. NNFC70651DZ88 Dimension and Materials Dimension and Materials Photometric Chart Photometric Chart Catalog Spec Sheet IES Type of Luminaire Baselight DALI Baselight Ex 2G Set Model No. NNFC70651DZ88 Product Data Type of Light Source LED Power Input 36W System Lumen Output 4400 lm System Efficacy 122 lm/W Power Voltage 220-240V Power Factor 0.9 Lifetime 50000H(L70) CCT 4000K CRI 80 SDCM <5 Input Frequency 50/60Hz Dimming Dimmable Dimming Range 1-100% UGR Glare Cut Angle Beam Angle Rotation Angle Tilt Angle IP code 20 IK code Ambient Temperature Range 5 - 35°C Surge Protection 2kV Classification of Luminaries Class Ⅱ THDi <10% Effective Projected Area Driver External Cut Out Size Dimensions W595mm*L595mm*H35mm Weight 2 kg Body SPCC(White) Reflector Diffuser PS(Frost) Trim Aluminium(White) Caseing Country of Origin China Brand Panasonic Remarks Catalog Spec Sheet IES Spec and certification may change without notice. Tìm kiếm Mã Hàng | ../html/panasonic.net_html/pspec.php-id-G00024497.html
https://panasonic.net/electricworks/lighting/vn/products/pspec.php?id=G00024498 | Không tìm thấy mục ưu điểm nào trên trang | NNFC70661DZ88 Certificates & Standards CB / RoHs / TISI Catalog Spec Sheet IES Type of Luminaire Baselight DALI Baselight Ex 2G Set Model No. NNFC70661DZ88 Dimension and Materials Dimension and Materials Photometric Chart Photometric Chart Catalog Spec Sheet IES Type of Luminaire Baselight DALI Baselight Ex 2G Set Model No. NNFC70661DZ88 Product Data Type of Light Source LED Power Input 36W System Lumen Output 4400 lm System Efficacy 122 lm/W Power Voltage 220-240V Power Factor 0.9 Lifetime 50000H(L70) CCT 6500K CRI 80 SDCM <5 Input Frequency 50/60Hz Dimming Dimmable Dimming Range 1-100% UGR Glare Cut Angle Beam Angle Rotation Angle Tilt Angle IP code 20 IK code Ambient Temperature Range 5 - 35°C Surge Protection 2kV Classification of Luminaries Class Ⅱ THDi <10% Effective Projected Area Driver External Cut Out Size Dimensions W595mm*L595mm*H35mm Weight 2 kg Body SPCC(White) Reflector Diffuser PS(Frost) Trim Aluminium(White) Caseing Country of Origin China Brand Panasonic Remarks Catalog Spec Sheet IES Spec and certification may change without notice. Tìm kiếm Mã Hàng | ../html/panasonic.net_html/pspec.php-id-G00024498.html
https://panasonic.net/electricworks/lighting/vn/products/pspec.php?id=G00024502 | Không tìm thấy mục ưu điểm nào trên trang | NNFC70620DZ88 Certificates & Standards RoHs / TISI Catalog Spec Sheet IES Type of Luminaire Baselight DALI Baselight Ex 2G Set Model No. NNFC70620DZ88 Dimension and Materials Dimension and Materials Photometric Chart Photometric Chart Catalog Spec Sheet IES Type of Luminaire Baselight DALI Baselight Ex 2G Set Model No. NNFC70620DZ88 Product Data Type of Light Source LED Power Input 36W System Lumen Output 3900 lm System Efficacy 108 lm/W Power Voltage 220-240V Power Factor 0.9 Lifetime 50000H(L70) CCT 3000K CRI 80 SDCM <5 Input Frequency 50/60Hz Dimming Dimmable Dimming Range 1-100% UGR Glare Cut Angle Beam Angle Rotation Angle Tilt Angle IP code 20 IK code Ambient Temperature Range 5 - 35°C Surge Protection 2kV Classification of Luminaries Class Ⅱ THDi <10% Effective Projected Area Driver External Cut Out Size Dimensions W295mm*L1195mm*H35mm Weight 2 kg Body SPCC(White) Reflector Diffuser PS(Frost) Trim Aluminium(White) Caseing Country of Origin China Brand Panasonic Remarks Catalog Spec Sheet IES Spec and certification may change without notice. Tìm kiếm Mã Hàng | ../html/panasonic.net_html/pspec.php-id-G00024502.html
https://panasonic.net/electricworks/lighting/vn/products/pspec.php?id=G00024503 | Không tìm thấy mục ưu điểm nào trên trang | NNFC70670DZ88 Certificates & Standards RoHs / TISI Catalog Spec Sheet IES Type of Luminaire Baselight DALI Baselight Ex 2G Set Model No. NNFC70670DZ88 Dimension and Materials Dimension and Materials Photometric Chart Photometric Chart Catalog Spec Sheet IES Type of Luminaire Baselight DALI Baselight Ex 2G Set Model No. NNFC70670DZ88 Product Data Type of Light Source LED Power Input 36W System Lumen Output 3900 lm System Efficacy 108 lm/W Power Voltage 220-240V Power Factor 0.9 Lifetime 50000H(L70) CCT 4000K CRI 80 SDCM <5 Input Frequency 50/60Hz Dimming Dimmable Dimming Range 1-100% UGR Glare Cut Angle Beam Angle Rotation Angle Tilt Angle IP code 20 IK code Ambient Temperature Range 5 - 35°C Surge Protection 2kV Classification of Luminaries Class Ⅱ THDi <10% Effective Projected Area Driver External Cut Out Size Dimensions W295mm*L1195mm*H35mm Weight 2 kg Body SPCC(White) Reflector Diffuser PS(Frost) Trim Aluminium(White) Caseing Country of Origin China Brand Panasonic Remarks Catalog Spec Sheet IES Spec and certification may change without notice. Tìm kiếm Mã Hàng | ../html/panasonic.net_html/pspec.php-id-G00024503.html
https://panasonic.net/electricworks/lighting/vn/products/pspec.php?id=G00024504 | Không tìm thấy mục ưu điểm nào trên trang | NNFC70680DZ88 Certificates & Standards RoHs / TISI Catalog Spec Sheet IES Type of Luminaire Baselight DALI Baselight Ex 2G Set Model No. NNFC70680DZ88 Dimension and Materials Dimension and Materials Photometric Chart Photometric Chart Catalog Spec Sheet IES Type of Luminaire Baselight DALI Baselight Ex 2G Set Model No. NNFC70680DZ88 Product Data Type of Light Source LED Power Input 36W System Lumen Output 3900 lm System Efficacy 108 lm/W Power Voltage 220-240V Power Factor 0.9 Lifetime 50000H(L70) CCT 6500K CRI 80 SDCM <5 Input Frequency 50/60Hz Dimming Dimmable Dimming Range 1-100% UGR Glare Cut Angle Beam Angle Rotation Angle Tilt Angle IP code 20 IK code Ambient Temperature Range 5 - 35°C Surge Protection 2kV Classification of Luminaries Class Ⅱ THDi <10% Effective Projected Area Driver External Cut Out Size Dimensions W295mm*L1195mm*H35mm Weight 2 kg Body SPCC(White) Reflector Diffuser PS(Frost) Trim Aluminium(White) Caseing Country of Origin China Brand Panasonic Remarks Catalog Spec Sheet IES Spec and certification may change without notice. Tìm kiếm Mã Hàng | ../html/panasonic.net_html/pspec.php-id-G00024504.html
https://panasonic.net/electricworks/lighting/vn/products/pspec.php?id=G00024505 | Không tìm thấy mục ưu điểm nào trên trang | NNFC70621DZ88 Certificates & Standards RoHs / TISI Catalog Spec Sheet IES Type of Luminaire Baselight DALI Baselight Ex 2G Set Model No. NNFC70621DZ88 Dimension and Materials Dimension and Materials Photometric Chart Photometric Chart Catalog Spec Sheet IES Type of Luminaire Baselight DALI Baselight Ex 2G Set Model No. NNFC70621DZ88 Product Data Type of Light Source LED Power Input 36W System Lumen Output 4400 lm System Efficacy 122 lm/W Power Voltage 220-240V Power Factor 0.9 Lifetime 50000H(L70) CCT 3000K CRI 80 SDCM <5 Input Frequency 50/60Hz Dimming Dimmable Dimming Range 1-100% UGR Glare Cut Angle Beam Angle Rotation Angle Tilt Angle IP code 20 IK code Ambient Temperature Range 5 - 35°C Surge Protection 2kV Classification of Luminaries Class Ⅱ THDi <10% Effective Projected Area Driver External Cut Out Size Dimensions W295mm*L1195mm*H35mm Weight 2 kg Body SPCC(White) Reflector Diffuser PS(Frost) Trim Aluminium(White) Caseing Country of Origin China Brand Panasonic Remarks Catalog Spec Sheet IES Spec and certification may change without notice. Tìm kiếm Mã Hàng | ../html/panasonic.net_html/pspec.php-id-G00024505.html
https://panasonic.net/electricworks/lighting/vn/products/pspec.php?id=G00024511 | Không tìm thấy mục ưu điểm nào trên trang | NNFC4033088 Certificates & Standards RoHs / CISPR15 / TISI Catalog Spec Sheet Installation Manual IES Revit Type of Luminaire Batten Waterproof Batten SP 2G Set Model No. NNFC4033088 Dimension and Materials Dimension and Materials Photometric Chart Photometric Chart Catalog Spec Sheet Installation Manual IES Revit Type of Luminaire Batten Waterproof Batten SP 2G Set Model No. NNFC4033088 Product Data Type of Light Source LED Power Input 18W System Lumen Output 1800 lm System Efficacy 100 lm/W Power Voltage 220-240V Power Factor 0.9 Lifetime 25000H(L70) CCT 4000K CRI 80 SDCM <5 Input Frequency 50/60Hz Dimming non-Dimmable Dimming Range UGR Glare Cut Angle Beam Angle Rotation Angle Tilt Angle IP code 65 IK code Ambient Temperature Range -20 - 40°C Surge Protection 2kV Classification of Luminaries Class Ⅱ THDi <15% Effective Projected Area Driver Integrated Cut Out Size Dimensions W70mm*L600mm*H50mm Weight 0.6 kg Body PC(White) Reflector Diffuser PC(White) Trim Caseing Country of Origin China Brand Panasonic Remarks Catalog Spec Sheet Installation Manual IES Revit Spec and certification may change without notice. Tìm kiếm Mã Hàng | ../html/panasonic.net_html/pspec.php-id-G00024511.html
https://panasonic.net/electricworks/lighting/vn/products/pspec.php?id=G00024512 | Không tìm thấy mục ưu điểm nào trên trang | NNFC4038088 Certificates & Standards RoHs / CISPR15 / TISI Catalog Spec Sheet Installation Manual IES Revit Type of Luminaire Batten Waterproof Batten SP 2G Set Model No. NNFC4038088 Dimension and Materials Dimension and Materials Photometric Chart Photometric Chart Catalog Spec Sheet Installation Manual IES Revit Type of Luminaire Batten Waterproof Batten SP 2G Set Model No. NNFC4038088 Product Data Type of Light Source LED Power Input 18W System Lumen Output 1800 lm System Efficacy 100 lm/W Power Voltage 220-240V Power Factor 0.9 Lifetime 25000H(L70) CCT 6500K CRI 80 SDCM <5 Input Frequency 50/60Hz Dimming non-Dimmable Dimming Range UGR Glare Cut Angle Beam Angle Rotation Angle Tilt Angle IP code 65 IK code Ambient Temperature Range -20 - 40°C Surge Protection 2kV Classification of Luminaries Class Ⅱ THDi <15% Effective Projected Area Driver Integrated Cut Out Size Dimensions W70mm*L600mm*H50mm Weight 0.6 kg Body PC(White) Reflector Diffuser PC(White) Trim Caseing Country of Origin China Brand Panasonic Remarks Catalog Spec Sheet Installation Manual IES Revit Spec and certification may change without notice. Tìm kiếm Mã Hàng | ../html/panasonic.net_html/pspec.php-id-G00024512.html
https://panasonic.net/electricworks/lighting/vn/products/pspec.php?id=G00024513 | Không tìm thấy mục ưu điểm nào trên trang | NNFC4033188 Certificates & Standards RoHs / CISPR15 / TISI Catalog Spec Sheet Installation Manual IES Revit Type of Luminaire Batten Waterproof Batten SP 2G Set Model No. NNFC4033188 Dimension and Materials Dimension and Materials Photometric Chart Photometric Chart Catalog Spec Sheet Installation Manual IES Revit Type of Luminaire Batten Waterproof Batten SP 2G Set Model No. NNFC4033188 Product Data Type of Light Source LED Power Input 36W System Lumen Output 3600 lm System Efficacy 100 lm/W Power Voltage 220-240V Power Factor 0.9 Lifetime 25000H(L70) CCT 4000K CRI 80 SDCM <5 Input Frequency 50/60Hz Dimming non-Dimmable Dimming Range UGR Glare Cut Angle Beam Angle Rotation Angle Tilt Angle IP code 65 IK code Ambient Temperature Range -20 - 40°C Surge Protection 2kV Classification of Luminaries Class Ⅱ THDi <15% Effective Projected Area Driver Integrated Cut Out Size Dimensions W70mm*L1212mm*H50mm Weight 0.8 kg Body PC(White) Reflector Diffuser PC(White) Trim Caseing Country of Origin China Brand Panasonic Remarks Catalog Spec Sheet Installation Manual IES Revit Spec and certification may change without notice. Tìm kiếm Mã Hàng | ../html/panasonic.net_html/pspec.php-id-G00024513.html
https://panasonic.net/electricworks/lighting/vn/products/pspec.php?id=G00024514 | Không tìm thấy mục ưu điểm nào trên trang | NNFC4038188 Certificates & Standards RoHs / CISPR15 / TISI Catalog Spec Sheet Installation Manual IES Revit Type of Luminaire Batten Waterproof Batten SP 2G Set Model No. NNFC4038188 Dimension and Materials Dimension and Materials Photometric Chart Photometric Chart Catalog Spec Sheet Installation Manual IES Revit Type of Luminaire Batten Waterproof Batten SP 2G Set Model No. NNFC4038188 Product Data Type of Light Source LED Power Input 36W System Lumen Output 3600 lm System Efficacy 100 lm/W Power Voltage 220-240V Power Factor 0.9 Lifetime 25000H(L70) CCT 6500K CRI 80 SDCM <5 Input Frequency 50/60Hz Dimming non-Dimmable Dimming Range UGR Glare Cut Angle Beam Angle Rotation Angle Tilt Angle IP code 65 IK code Ambient Temperature Range -20 - 40°C Surge Protection 2kV Classification of Luminaries Class Ⅱ THDi <15% Effective Projected Area Driver Integrated Cut Out Size Dimensions W70mm*L1212mm*H50mm Weight 0.8 kg Body PC(White) Reflector Diffuser PC(White) Trim Caseing Country of Origin China Brand Panasonic Remarks Catalog Spec Sheet Installation Manual IES Revit Spec and certification may change without notice. Tìm kiếm Mã Hàng | ../html/panasonic.net_html/pspec.php-id-G00024514.html
https://panasonic.net/electricworks/lighting/vn/products/pspec.php?id=G00024517 | Không tìm thấy mục ưu điểm nào trên trang | NNFC4034088 Certificates & Standards RoHs / TISI Catalog Spec Sheet Installation Manual IES Revit Type of Luminaire Batten Waterproof Batten Ex 2G Set Model No. NNFC4034088 Dimension and Materials Dimension and Materials Photometric Chart Photometric Chart Catalog Spec Sheet Installation Manual IES Revit Type of Luminaire Batten Waterproof Batten Ex 2G Set Model No. NNFC4034088 Product Data Type of Light Source LED Power Input 18W System Lumen Output 2300 lm System Efficacy 128 lm/W Power Voltage 220-240V Power Factor 0.9 Lifetime 50000H(L70) CCT 4000K CRI 80 SDCM <5 Input Frequency 50/60Hz Dimming non-Dimmable Dimming Range UGR Glare Cut Angle Beam Angle Rotation Angle Tilt Angle IP code 65 IK code Ambient Temperature Range -20 - 40°C Surge Protection 1kV Classification of Luminaries Class Ⅱ THDi <15% Effective Projected Area Driver Integrated Cut Out Size Dimensions W85mm*L600mm*H60mm Weight 0.6 kg Body PC(White) Reflector Diffuser PC(White) Trim Caseing Country of Origin China Brand Panasonic Remarks Catalog Spec Sheet Installation Manual IES Revit Spec and certification may change without notice. Tìm kiếm Mã Hàng | ../html/panasonic.net_html/pspec.php-id-G00024517.html
https://panasonic.net/electricworks/lighting/vn/products/pspec.php?id=G00024518 | Không tìm thấy mục ưu điểm nào trên trang | NNFC4039088 Certificates & Standards RoHs / TISI Catalog Spec Sheet Installation Manual IES Revit Type of Luminaire Batten Waterproof Batten Ex 2G Set Model No. NNFC4039088 Dimension and Materials Dimension and Materials Photometric Chart Photometric Chart Catalog Spec Sheet Installation Manual IES Revit Type of Luminaire Batten Waterproof Batten Ex 2G Set Model No. NNFC4039088 Product Data Type of Light Source LED Power Input 18W System Lumen Output 2300 lm System Efficacy 128 lm/W Power Voltage 220-240V Power Factor 0.9 Lifetime 50000H(L70) CCT 6500K CRI 80 SDCM <5 Input Frequency 50/60Hz Dimming non-Dimmable Dimming Range UGR Glare Cut Angle Beam Angle Rotation Angle Tilt Angle IP code 65 IK code Ambient Temperature Range -20 - 40°C Surge Protection 1kV Classification of Luminaries Class Ⅱ THDi <15% Effective Projected Area Driver Integrated Cut Out Size Dimensions W85mm*L600mm*H60mm Weight 0.6 kg Body PC(White) Reflector Diffuser PC(White) Trim Caseing Country of Origin China Brand Panasonic Remarks Catalog Spec Sheet Installation Manual IES Revit Spec and certification may change without notice. Tìm kiếm Mã Hàng | ../html/panasonic.net_html/pspec.php-id-G00024518.html
https://panasonic.net/electricworks/lighting/vn/products/pspec.php?id=G00024519 | Không tìm thấy mục ưu điểm nào trên trang | NNFC4034188 Certificates & Standards RoHs / TISI Catalog Spec Sheet Installation Manual IES Revit Type of Luminaire Batten Waterproof Batten Ex 2G Set Model No. NNFC4034188 Dimension and Materials Dimension and Materials Photometric Chart Photometric Chart Catalog Spec Sheet Installation Manual IES Revit Type of Luminaire Batten Waterproof Batten Ex 2G Set Model No. NNFC4034188 Product Data Type of Light Source LED Power Input 36W System Lumen Output 4600 lm System Efficacy 128 lm/W Power Voltage 220-240V Power Factor 0.9 Lifetime 50000H(L70) CCT 4000K CRI 80 SDCM <5 Input Frequency 50/60Hz Dimming non-Dimmable Dimming Range UGR Glare Cut Angle Beam Angle Rotation Angle Tilt Angle IP code 65 IK code Ambient Temperature Range -20 - 40°C Surge Protection 1kV Classification of Luminaries Class Ⅱ THDi <15% Effective Projected Area Driver Integrated Cut Out Size Dimensions W85mm*L1212mm*H60mm Weight 1 kg Body PC(White) Reflector Diffuser PC(White) Trim Caseing Country of Origin China Brand Panasonic Remarks Catalog Spec Sheet Installation Manual IES Revit Spec and certification may change without notice. Tìm kiếm Mã Hàng | ../html/panasonic.net_html/pspec.php-id-G00024519.html
https://panasonic.net/electricworks/lighting/vn/products/pspec.php?id=G00024520 | Không tìm thấy mục ưu điểm nào trên trang | NNFC4039188 Certificates & Standards RoHs / TISI Catalog Spec Sheet Installation Manual IES Revit Type of Luminaire Batten Waterproof Batten Ex 2G Set Model No. NNFC4039188 Dimension and Materials Dimension and Materials Photometric Chart Photometric Chart Catalog Spec Sheet Installation Manual IES Revit Type of Luminaire Batten Waterproof Batten Ex 2G Set Model No. NNFC4039188 Product Data Type of Light Source LED Power Input 36W System Lumen Output 4600 lm System Efficacy 128 lm/W Power Voltage 220-240V Power Factor 0.9 Lifetime 50000H(L70) CCT 6500K CRI 80 SDCM <5 Input Frequency 50/60Hz Dimming non-Dimmable Dimming Range UGR Glare Cut Angle Beam Angle Rotation Angle Tilt Angle IP code 65 IK code Ambient Temperature Range -20 - 40°C Surge Protection 1kV Classification of Luminaries Class Ⅱ THDi <15% Effective Projected Area Driver Integrated Cut Out Size Dimensions W85mm*L1212mm*H60mm Weight 1 kg Body PC(White) Reflector Diffuser PC(White) Trim Caseing Country of Origin China Brand Panasonic Remarks Catalog Spec Sheet Installation Manual IES Revit Spec and certification may change without notice. Tìm kiếm Mã Hàng | ../html/panasonic.net_html/pspec.php-id-G00024520.html
https://panasonic.net/electricworks/lighting/vn/products/pspec.php?id=G00024521 | Không tìm thấy mục ưu điểm nào trên trang | NNFC4034288 Certificates & Standards RoHs / TISI Catalog Spec Sheet Installation Manual IES Revit Type of Luminaire Batten Waterproof Batten Ex 2G Set Model No. NNFC4034288 Dimension and Materials Dimension and Materials Photometric Chart Photometric Chart Catalog Spec Sheet Installation Manual IES Revit Type of Luminaire Batten Waterproof Batten Ex 2G Set Model No. NNFC4034288 Product Data Type of Light Source LED Power Input 45W System Lumen Output 6500 lm System Efficacy 144 lm/W Power Voltage 220-240V Power Factor 0.9 Lifetime 50000H(L70) CCT 4000K CRI 80 SDCM <5 Input Frequency 50/60Hz Dimming non-Dimmable Dimming Range UGR Glare Cut Angle Beam Angle Rotation Angle Tilt Angle IP code 65 IK code Ambient Temperature Range -20 - 40°C Surge Protection 1kV Classification of Luminaries Class Ⅱ THDi <15% Effective Projected Area Driver Integrated Cut Out Size Dimensions W85mm*L1500mm*H60mm Weight 1.2 kg Body PC(White) Reflector Diffuser PC(White) Trim Caseing Country of Origin China Brand Panasonic Remarks Catalog Spec Sheet Installation Manual IES Revit Spec and certification may change without notice. Tìm kiếm Mã Hàng | ../html/panasonic.net_html/pspec.php-id-G00024521.html
https://panasonic.net/electricworks/lighting/vn/products/pspec.php?id=G00024522 | Không tìm thấy mục ưu điểm nào trên trang | NNFC4039288 Certificates & Standards RoHs / TISI Catalog Spec Sheet Installation Manual IES Revit Type of Luminaire Batten Waterproof Batten Ex 2G Set Model No. NNFC4039288 Dimension and Materials Dimension and Materials Photometric Chart Photometric Chart Catalog Spec Sheet Installation Manual IES Revit Type of Luminaire Batten Waterproof Batten Ex 2G Set Model No. NNFC4039288 Product Data Type of Light Source LED Power Input 45W System Lumen Output 6500 lm System Efficacy 144 lm/W Power Voltage 220-240V Power Factor 0.9 Lifetime 50000H(L70) CCT 6500K CRI 80 SDCM <5 Input Frequency 50/60Hz Dimming non-Dimmable Dimming Range UGR Glare Cut Angle Beam Angle Rotation Angle Tilt Angle IP code 65 IK code Ambient Temperature Range -20 - 40°C Surge Protection 1kV Classification of Luminaries Class Ⅱ THDi <15% Effective Projected Area Driver Integrated Cut Out Size Dimensions W85mm*L1500mm*H60mm Weight 1.2 kg Body PC(White) Reflector Diffuser PC(White) Trim Caseing Country of Origin China Brand Panasonic Remarks Catalog Spec Sheet Installation Manual IES Revit Spec and certification may change without notice. Tìm kiếm Mã Hàng | ../html/panasonic.net_html/pspec.php-id-G00024522.html
https://panasonic.net/electricworks/lighting/vn/products/pspec.php?id=G00024677 | Không tìm thấy mục ưu điểm nào trên trang | NFV30002WE Certificates & Standards CB / RoHs / TISI Catalog Spec Sheet Installation Manual IES Type of Luminaire Batten Standard Batten (Pro) AG Batten Set Model No. NFV30002WE Dimension and Materials Dimension and Materials Photometric Chart Photometric Chart Catalog Spec Sheet Installation Manual IES Type of Luminaire Batten Standard Batten (Pro) AG Batten Set Model No. NFV30002WE Product Data Type of Light Source LED Power Input 28W System Lumen Output 4000 lm System Efficacy 143 lm/W Power Voltage 220-240V Power Factor 0.95 Lifetime 50000H(L70) CCT 4000K CRI 80 SDCM <5 Input Frequency 50/60Hz Dimming non-Dimmable Dimming Range UGR Glare Cut Angle Beam Angle 110deg. Rotation Angle Tilt Angle IP code 20 IK code IK 06 Ambient Temperature Range 5 - 35°C Surge Protection 1kV Classification of Luminaries Class Ⅱ THDi <15% Effective Projected Area Driver Integrated Cut Out Size Dimensions W50mm*L1200mm*H48mm Weight 0.7 kg Body Aluminum Reflector Diffuser PC(Frost) Trim Caseing Country of Origin China Brand Panasonic Remarks Catalog Spec Sheet Installation Manual IES Spec and certification may change without notice. Tìm kiếm Mã Hàng | ../html/panasonic.net_html/pspec.php-id-G00024677.html
https://panasonic.net/electricworks/lighting/vn/products/pspec.php?id=G00024678 | Không tìm thấy mục ưu điểm nào trên trang | NFV30012WE Certificates & Standards CB / RoHs / TISI Catalog Spec Sheet Installation Manual IES Type of Luminaire Batten Standard Batten (Pro) AG Batten Set Model No. NFV30012WE Dimension and Materials Dimension and Materials Photometric Chart Photometric Chart Catalog Spec Sheet Installation Manual IES Type of Luminaire Batten Standard Batten (Pro) AG Batten Set Model No. NFV30012WE Product Data Type of Light Source LED Power Input 28W System Lumen Output 4000 lm System Efficacy 143 lm/W Power Voltage 220-240V Power Factor 0.95 Lifetime 50000H(L70) CCT 5000K CRI 80 SDCM <5 Input Frequency 50/60Hz Dimming non-Dimmable Dimming Range UGR Glare Cut Angle Beam Angle 110deg. Rotation Angle Tilt Angle IP code 20 IK code IK 06 Ambient Temperature Range 5 - 35°C Surge Protection 1kV Classification of Luminaries Class Ⅱ THDi <15% Effective Projected Area Driver Integrated Cut Out Size Dimensions W50mm*L1200mm*H48mm Weight 0.7 kg Body Aluminum Reflector Diffuser PC(Frost) Trim Caseing Country of Origin China Brand Panasonic Remarks Catalog Spec Sheet Installation Manual IES Spec and certification may change without notice. Tìm kiếm Mã Hàng | ../html/panasonic.net_html/pspec.php-id-G00024678.html
https://panasonic.net/electricworks/lighting/vn/products/pspec.php?id=G00024679 | Không tìm thấy mục ưu điểm nào trên trang | NFV30052WE Certificates & Standards CB / RoHs / CISPR15 / TISI / CR Catalog Spec Sheet Installation Manual IES Type of Luminaire Batten Standard Batten (Pro) AG Batten Set Model No. NFV30052WE Dimension and Materials Dimension and Materials Photometric Chart Photometric Chart Catalog Spec Sheet Installation Manual IES Type of Luminaire Batten Standard Batten (Pro) AG Batten Set Model No. NFV30052WE Product Data Type of Light Source LED Power Input 28W System Lumen Output 4000 lm System Efficacy 143 lm/W Power Voltage 220-240V Power Factor 0.95 Lifetime 50000H(L70) CCT 6500K CRI 80 SDCM <5 Input Frequency 50/60Hz Dimming non-Dimmable Dimming Range UGR Glare Cut Angle Beam Angle 110deg. Rotation Angle Tilt Angle IP code 20 IK code IK 06 Ambient Temperature Range 5 - 35°C Surge Protection 1kV Classification of Luminaries Class Ⅱ THDi <15% Effective Projected Area Driver Integrated Cut Out Size Dimensions W50mm*L1200mm*H48mm Weight 0.7 kg Body Aluminum Reflector Diffuser PC(Frost) Trim Caseing Country of Origin China Brand Panasonic Remarks Catalog Spec Sheet Installation Manual IES Spec and certification may change without notice. Tìm kiếm Mã Hàng | ../html/panasonic.net_html/pspec.php-id-G00024679.html
https://panasonic.net/electricworks/lighting/vn/products/pspec.php?id=G00024680 | Không tìm thấy mục ưu điểm nào trên trang | NFV30003WE Certificates & Standards CB / RoHs / TISI Catalog Spec Sheet Installation Manual IES Type of Luminaire Batten Standard Batten (Pro) AG Batten Set Model No. NFV30003WE Dimension and Materials Dimension and Materials Photometric Chart Photometric Chart Catalog Spec Sheet Installation Manual IES Type of Luminaire Batten Standard Batten (Pro) AG Batten Set Model No. NFV30003WE Product Data Type of Light Source LED Power Input 49W System Lumen Output 7000 lm System Efficacy 143 lm/W Power Voltage 220-240V Power Factor 0.95 Lifetime 50000H(L70) CCT 4000K CRI 80 SDCM <5 Input Frequency 50/60Hz Dimming non-Dimmable Dimming Range UGR Glare Cut Angle Beam Angle 110deg. Rotation Angle Tilt Angle IP code 20 IK code IK 06 Ambient Temperature Range 5 - 35°C Surge Protection 1kV Classification of Luminaries Class Ⅱ THDi <15% Effective Projected Area Driver Integrated Cut Out Size Dimensions W50mm*L1200mm*H48mm Weight 0.7 kg Body Aluminum Reflector Diffuser PC(Frost) Trim Caseing Country of Origin China Brand Panasonic Remarks Catalog Spec Sheet Installation Manual IES Spec and certification may change without notice. Tìm kiếm Mã Hàng | ../html/panasonic.net_html/pspec.php-id-G00024680.html
https://panasonic.net/electricworks/lighting/vn/products/pspec.php?id=G00024681 | Không tìm thấy mục ưu điểm nào trên trang | NFV30013WE Certificates & Standards CB / RoHs / TISI Catalog Spec Sheet Installation Manual IES Type of Luminaire Batten Standard Batten (Pro) AG Batten Set Model No. NFV30013WE Dimension and Materials Dimension and Materials Photometric Chart Photometric Chart Catalog Spec Sheet Installation Manual IES Type of Luminaire Batten Standard Batten (Pro) AG Batten Set Model No. NFV30013WE Product Data Type of Light Source LED Power Input 49W System Lumen Output 7000 lm System Efficacy 143 lm/W Power Voltage 220-240V Power Factor 0.95 Lifetime 50000H(L70) CCT 5000K CRI 80 SDCM <5 Input Frequency 50/60Hz Dimming non-Dimmable Dimming Range UGR Glare Cut Angle Beam Angle 110deg. Rotation Angle Tilt Angle IP code 20 IK code IK 06 Ambient Temperature Range 5 - 35°C Surge Protection 1kV Classification of Luminaries Class Ⅱ THDi <15% Effective Projected Area Driver Integrated Cut Out Size Dimensions W50mm*L1200mm*H48mm Weight 0.7 kg Body Aluminum Reflector Diffuser PC(Frost) Trim Caseing Country of Origin China Brand Panasonic Remarks Catalog Spec Sheet Installation Manual IES Spec and certification may change without notice. Tìm kiếm Mã Hàng | ../html/panasonic.net_html/pspec.php-id-G00024681.html
https://panasonic.net/electricworks/lighting/vn/products/pspec.php?id=G00024682 | Không tìm thấy mục ưu điểm nào trên trang | NFV30053WE Certificates & Standards CB / RoHs / CISPR15 / TISI / CR Catalog Spec Sheet Installation Manual IES Type of Luminaire Batten Standard Batten (Pro) AG Batten Set Model No. NFV30053WE Dimension and Materials Dimension and Materials Photometric Chart Photometric Chart Catalog Spec Sheet Installation Manual IES Type of Luminaire Batten Standard Batten (Pro) AG Batten Set Model No. NFV30053WE Product Data Type of Light Source LED Power Input 49W System Lumen Output 7000 lm System Efficacy 143 lm/W Power Voltage 220-240V Power Factor 0.95 Lifetime 50000H(L70) CCT 6500K CRI 80 SDCM Input Frequency 50/60Hz Dimming non-Dimmable Dimming Range UGR Glare Cut Angle Beam Angle 110deg. Rotation Angle Tilt Angle IP code 20 IK code IK 06 Ambient Temperature Range 5 - 35°C Surge Protection Classification of Luminaries Class Ⅱ THDi <15% Effective Projected Area Driver Integrated Cut Out Size Dimensions W50mm*L1200mm*H48mm Weight 0.7 kg Body Aluminum Reflector Diffuser PC(Frost) Trim Caseing Country of Origin China Brand Panasonic Remarks Catalog Spec Sheet Installation Manual IES Spec and certification may change without notice. Tìm kiếm Mã Hàng | ../html/panasonic.net_html/pspec.php-id-G00024682.html
https://panasonic.net/electricworks/lighting/vn/products/pspec.php?id=G00024796 | Không tìm thấy mục ưu điểm nào trên trang | NNV70030WE1A Certificates & Standards RoHs / TISI Spec Sheet Installation Manual Type of Luminaire Downlight Standard DL (Trade) DN 2G Set Model No. NNV70030WE1A Dimension and Materials Dimension and Materials Photometric Chart Features Nhiều kích cỡ hơn cho khả năng chịu lỗi hơn 2 tùy chọn watt cho mỗi kích thước cắt. Nhiều kích thước hơn, bao gồm tất cả các lỗ cắt sai kích thước. 32mm, phù hợp với trần nông Thích hợp cho khoảng cách trần thấp với chiều cao mỏng 32mm. Thân thiện với mắt Đáp ứng yêu cầu RG0 mà không gây hại cho ánh sáng xanh, chăm sóc cho đôi mắt của bạn. Photometric Chart Spec Sheet Installation Manual Type of Luminaire Downlight Standard DL (Trade) DN 2G Set Model No. NNV70030WE1A Product Data Type of Light Source LED Power Input 6W System Lumen Output 480 lm System Efficacy 80 lm/W Power Voltage 220-240V Power Factor 0.5 Lifetime 20000H(L70) CCT 3000K CRI 80 SDCM <6 Input Frequency 50/60Hz Dimming non-Dimmable Dimming Range UGR Glare Cut Angle Beam Angle Rotation Angle Tilt Angle IP code 20 IK code IK 03 Ambient Temperature Range 5 - 35°C Surge Protection 0.5kV Classification of Luminaries Class Ⅱ THDi Effective Projected Area Driver Integrated Cut Out Size 90mm Dimensions L109mm*H32mm Weight 0.064 kg Body PP(White) Reflector Diffuser PC/PS(Frost) Trim PC+ABS (White) Caseing Country of Origin China Brand Panasonic Remarks RG0 Spec Sheet Installation Manual Spec and certification may change without notice. Tìm kiếm Mã Hàng | ../html/panasonic.net_html/pspec.php-id-G00024796.html
https://panasonic.net/electricworks/lighting/vn/products/pspec.php?id=G00024797 | Không tìm thấy mục ưu điểm nào trên trang | NNV70040WE1A Certificates & Standards RoHs / TISI Spec Sheet Installation Manual Type of Luminaire Downlight Standard DL (Trade) DN 2G Set Model No. NNV70040WE1A Dimension and Materials Dimension and Materials Photometric Chart Features Nhiều kích cỡ hơn cho khả năng chịu lỗi hơn 2 tùy chọn watt cho mỗi kích thước cắt. Nhiều kích thước hơn, bao gồm tất cả các lỗ cắt sai kích thước. 32mm, phù hợp với trần nông Thích hợp cho khoảng cách trần thấp với chiều cao mỏng 32mm. Thân thiện với mắt Đáp ứng yêu cầu RG0 mà không gây hại cho ánh sáng xanh, chăm sóc cho đôi mắt của bạn. Photometric Chart Spec Sheet Installation Manual Type of Luminaire Downlight Standard DL (Trade) DN 2G Set Model No. NNV70040WE1A Product Data Type of Light Source LED Power Input 6W System Lumen Output 480 lm System Efficacy 80 lm/W Power Voltage 220-240V Power Factor 0.5 Lifetime 20000H(L70) CCT 4000K CRI 80 SDCM <6 Input Frequency 50/60Hz Dimming non-Dimmable Dimming Range UGR Glare Cut Angle Beam Angle Rotation Angle Tilt Angle IP code 20 IK code IK 03 Ambient Temperature Range 5 - 35°C Surge Protection 0.5kV Classification of Luminaries Class Ⅱ THDi Effective Projected Area Driver Integrated Cut Out Size 90mm Dimensions L109mm*H32mm Weight 0.064 kg Body PP(White) Reflector Diffuser PC/PS(Frost) Trim PC+ABS (White) Caseing Country of Origin China Brand Panasonic Remarks RG0 Spec Sheet Installation Manual Spec and certification may change without notice. Tìm kiếm Mã Hàng | ../html/panasonic.net_html/pspec.php-id-G00024797.html
https://panasonic.net/electricworks/lighting/vn/products/pspec.php?id=G00024798 | Không tìm thấy mục ưu điểm nào trên trang | NNV70060WE1A Certificates & Standards RoHs / TISI Spec Sheet Installation Manual Type of Luminaire Downlight Standard DL (Trade) DN 2G Set Model No. NNV70060WE1A Dimension and Materials Dimension and Materials Photometric Chart Features Nhiều kích cỡ hơn cho khả năng chịu lỗi hơn 2 tùy chọn watt cho mỗi kích thước cắt. Nhiều kích thước hơn, bao gồm tất cả các lỗ cắt sai kích thước. 32mm, phù hợp với trần nông Thích hợp cho khoảng cách trần thấp với chiều cao mỏng 32mm. Thân thiện với mắt Đáp ứng yêu cầu RG0 mà không gây hại cho ánh sáng xanh, chăm sóc cho đôi mắt của bạn. Photometric Chart Spec Sheet Installation Manual Type of Luminaire Downlight Standard DL (Trade) DN 2G Set Model No. NNV70060WE1A Product Data Type of Light Source LED Power Input 6W System Lumen Output 480 lm System Efficacy 80 lm/W Power Voltage 220-240V Power Factor 0.5 Lifetime 20000H(L70) CCT 6500K CRI 80 SDCM <6 Input Frequency 50/60Hz Dimming non-Dimmable Dimming Range UGR Glare Cut Angle Beam Angle Rotation Angle Tilt Angle IP code 20 IK code IK 03 Ambient Temperature Range 5 - 35°C Surge Protection 0.5kV Classification of Luminaries Class Ⅱ THDi Effective Projected Area Driver Integrated Cut Out Size 90mm Dimensions L109mm*H32mm Weight 0.064 kg Body PP(White) Reflector Diffuser PC/PS(Frost) Trim PC+ABS (White) Caseing Country of Origin China Brand Panasonic Remarks RG0 Spec Sheet Installation Manual Spec and certification may change without notice. Tìm kiếm Mã Hàng | ../html/panasonic.net_html/pspec.php-id-G00024798.html
https://panasonic.net/electricworks/lighting/vn/products/pspec.php?id=G00024799 | Không tìm thấy mục ưu điểm nào trên trang | NNV70031WE1A Certificates & Standards RoHs / TISI Spec Sheet Installation Manual Type of Luminaire Downlight Standard DL (Trade) DN 2G Set Model No. NNV70031WE1A Dimension and Materials Dimension and Materials Photometric Chart Features Nhiều kích cỡ hơn cho khả năng chịu lỗi hơn 2 tùy chọn watt cho mỗi kích thước cắt. Nhiều kích thước hơn, bao gồm tất cả các lỗ cắt sai kích thước. 32mm, phù hợp với trần nông Thích hợp cho khoảng cách trần thấp với chiều cao mỏng 32mm. Thân thiện với mắt Đáp ứng yêu cầu RG0 mà không gây hại cho ánh sáng xanh, chăm sóc cho đôi mắt của bạn. Photometric Chart Spec Sheet Installation Manual Type of Luminaire Downlight Standard DL (Trade) DN 2G Set Model No. NNV70031WE1A Product Data Type of Light Source LED Power Input 9W System Lumen Output 720 lm System Efficacy 80 lm/W Power Voltage 220-240V Power Factor 0.5 Lifetime 20000H(L70) CCT 3000K CRI 80 SDCM <6 Input Frequency 50/60Hz Dimming non-Dimmable Dimming Range UGR Glare Cut Angle Beam Angle Rotation Angle Tilt Angle IP code 20 IK code IK 03 Ambient Temperature Range 5 - 35°C Surge Protection 0.5kV Classification of Luminaries Class Ⅱ THDi Effective Projected Area Driver Integrated Cut Out Size 90mm Dimensions L109mm*H32mm Weight 0.064 kg Body PP(White) Reflector Diffuser PC/PS(Frost) Trim PC+ABS (White) Caseing Country of Origin China Brand Panasonic Remarks RG0 Spec Sheet Installation Manual Spec and certification may change without notice. Tìm kiếm Mã Hàng | ../html/panasonic.net_html/pspec.php-id-G00024799.html
https://panasonic.net/electricworks/lighting/vn/products/pspec.php?id=G00024805 | Không tìm thấy mục ưu điểm nào trên trang | NNV70032WE1A Certificates & Standards RoHs / TISI Spec Sheet Installation Manual Type of Luminaire Downlight Standard DL (Trade) DN 2G Set Model No. NNV70032WE1A Dimension and Materials Dimension and Materials Photometric Chart Features Nhiều kích cỡ hơn cho khả năng chịu lỗi hơn 2 tùy chọn watt cho mỗi kích thước cắt. Nhiều kích thước hơn, bao gồm tất cả các lỗ cắt sai kích thước. 32mm, phù hợp với trần nông Thích hợp cho khoảng cách trần thấp với chiều cao mỏng 32mm. Thân thiện với mắt Đáp ứng yêu cầu RG0 mà không gây hại cho ánh sáng xanh, chăm sóc cho đôi mắt của bạn. Photometric Chart Spec Sheet Installation Manual Type of Luminaire Downlight Standard DL (Trade) DN 2G Set Model No. NNV70032WE1A Product Data Type of Light Source LED Power Input 12W System Lumen Output 960 lm System Efficacy 80 lm/W Power Voltage 220-240V Power Factor 0.5 Lifetime 20000H(L70) CCT 3000K CRI 80 SDCM Input Frequency 50/60Hz Dimming non-Dimmable Dimming Range UGR Glare Cut Angle Beam Angle Rotation Angle Tilt Angle IP code 20 IK code IK 03 Ambient Temperature Range 5 - 35°C Surge Protection Classification of Luminaries Class Ⅱ THDi Effective Projected Area Driver Integrated Cut Out Size 110mm Dimensions L129mm*H32mm Weight 0.086 kg Body PP(White) Reflector Diffuser PC/PS(Frost) Trim PC+ABS (White) Caseing Country of Origin China Brand Panasonic Remarks RG0 Spec Sheet Installation Manual Spec and certification may change without notice. Tìm kiếm Mã Hàng | ../html/panasonic.net_html/pspec.php-id-G00024805.html
https://panasonic.net/electricworks/lighting/vn/products/pspec.php?id=G00024998 | Không tìm thấy mục ưu điểm nào trên trang | NNV70026WE1A Certificates & Standards RoHs Spec Sheet Installation Manual Type of Luminaire Downlight Waterproof DL DN 2G IP44 Set Model No. NNV70026WE1A Dimension and Materials Dimension and Materials Photometric Chart Features Xuất hiện siêu mỏng Tổng chiều cao chỉ 32mm, có sẵn cho khoảng cách trần thấp. Bảo vệ xâm nhập Mặt người dùng chống nước IP44. Phụ kiện tùy chọn Có thể kết hợp với khung tùy chọn để gắn bề mặt. Photometric Chart Spec Sheet Installation Manual Type of Luminaire Downlight Waterproof DL DN 2G IP44 Set Model No. NNV70026WE1A Product Data Type of Light Source LED Power Input 6W System Lumen Output 480 lm System Efficacy 80 lm/W Power Voltage 220-240V Power Factor 0.5 Lifetime 20000H(L70) CCT 3000K CRI 80 SDCM Input Frequency 50/60Hz Dimming non-Dimmable Dimming Range UGR Glare Cut Angle Beam Angle Rotation Angle Tilt Angle IP code 44 IK code Ambient Temperature Range 5 - 35°C Surge Protection Classification of Luminaries THDi Effective Projected Area Driver Integrated Cut Out Size 90mm Dimensions L109mm*H32mm Weight 0.064 kg Body PP(White) Reflector Diffuser PC(Frost) Trim PC+ABS (White) Caseing Country of Origin China Brand Panasonic Remarks Back side: IP20 Spec Sheet Installation Manual Spec and certification may change without notice. Tìm kiếm Mã Hàng | ../html/panasonic.net_html/pspec.php-id-G00024998.html
https://panasonic.net/electricworks/lighting/vn/products/pspec.php?id=G00025000 | Không tìm thấy mục ưu điểm nào trên trang | NNV70076WE1A Certificates & Standards RoHs / CR Spec Sheet Installation Manual Type of Luminaire Downlight Waterproof DL DN 2G IP44 Set Model No. NNV70076WE1A Dimension and Materials Dimension and Materials Photometric Chart Features Xuất hiện siêu mỏng Tổng chiều cao chỉ 32mm, có sẵn cho khoảng cách trần thấp. Bảo vệ xâm nhập Mặt người dùng chống nước IP44. Phụ kiện tùy chọn Có thể kết hợp với khung tùy chọn để gắn bề mặt. Photometric Chart Spec Sheet Installation Manual Type of Luminaire Downlight Waterproof DL DN 2G IP44 Set Model No. NNV70076WE1A Product Data Type of Light Source LED Power Input 6W System Lumen Output 480 lm System Efficacy 80 lm/W Power Voltage 220-240V Power Factor 0.5 Lifetime 20000H(L70) CCT 6500K CRI 80 SDCM Input Frequency 50/60Hz Dimming non-Dimmable Dimming Range UGR Glare Cut Angle Beam Angle Rotation Angle Tilt Angle IP code 44 IK code Ambient Temperature Range 5 - 35°C Surge Protection Classification of Luminaries THDi Effective Projected Area Driver Integrated Cut Out Size 90mm Dimensions L109mm*H32mm Weight 0.064 kg Body PP(White) Reflector Diffuser PC/PS(Frost) Trim PC+ABS (White) Caseing Country of Origin China Brand Panasonic Remarks Back side: IP20 Spec Sheet Installation Manual Spec and certification may change without notice. Tìm kiếm Mã Hàng | ../html/panasonic.net_html/pspec.php-id-G00025000.html
https://panasonic.net/electricworks/lighting/vn/products/pspec.php?id=G00025002 | Không tìm thấy mục ưu điểm nào trên trang | NNV70087WE1A Certificates & Standards RoHs / CR Spec Sheet Installation Manual Type of Luminaire Downlight Waterproof DL DN 2G IP44 Set Model No. NNV70087WE1A Dimension and Materials Dimension and Materials Photometric Chart Features Xuất hiện siêu mỏng Tổng chiều cao chỉ 32mm, có sẵn cho khoảng cách trần thấp. Bảo vệ xâm nhập Mặt người dùng chống nước IP44. Phụ kiện tùy chọn Có thể kết hợp với khung tùy chọn để gắn bề mặt. Photometric Chart Spec Sheet Installation Manual Type of Luminaire Downlight Waterproof DL DN 2G IP44 Set Model No. NNV70087WE1A Product Data Type of Light Source LED Power Input 9W System Lumen Output 720 lm System Efficacy 80 lm/W Power Voltage 220-240V Power Factor 0.5 Lifetime 20000H(L70) CCT 4000K CRI 80 SDCM Input Frequency 50/60Hz Dimming non-Dimmable Dimming Range UGR Glare Cut Angle Beam Angle Rotation Angle Tilt Angle IP code 44 IK code Ambient Temperature Range 5 - 35°C Surge Protection Classification of Luminaries THDi Effective Projected Area Driver Integrated Cut Out Size 90mm Dimensions L109mm*H32mm Weight 0.064 kg Body PP(White) Reflector Diffuser PC/PS(Frost) Trim PC+ABS (White) Caseing Country of Origin China Brand Panasonic Remarks Back side: IP20 Spec Sheet Installation Manual Spec and certification may change without notice. Tìm kiếm Mã Hàng | ../html/panasonic.net_html/pspec.php-id-G00025002.html
https://panasonic.net/electricworks/lighting/vn/products/pspec.php?id=G00025003 | Không tìm thấy mục ưu điểm nào trên trang | NNV70077WE1A Certificates & Standards RoHs / CR Spec Sheet Installation Manual Type of Luminaire Downlight Waterproof DL DN 2G IP44 Set Model No. NNV70077WE1A Dimension and Materials Dimension and Materials Photometric Chart Features Xuất hiện siêu mỏng Tổng chiều cao chỉ 32mm, có sẵn cho khoảng cách trần thấp. Bảo vệ xâm nhập Mặt người dùng chống nước IP44. Phụ kiện tùy chọn Có thể kết hợp với khung tùy chọn để gắn bề mặt. Photometric Chart Spec Sheet Installation Manual Type of Luminaire Downlight Waterproof DL DN 2G IP44 Set Model No. NNV70077WE1A Product Data Type of Light Source LED Power Input 9W System Lumen Output 720 lm System Efficacy 80 lm/W Power Voltage 220-240V Power Factor 0.5 Lifetime 20000H(L70) CCT 6500K CRI 80 SDCM Input Frequency 50/60Hz Dimming non-Dimmable Dimming Range UGR Glare Cut Angle Beam Angle Rotation Angle Tilt Angle IP code 44 IK code Ambient Temperature Range 5 - 35°C Surge Protection Classification of Luminaries THDi Effective Projected Area Driver Integrated Cut Out Size 90mm Dimensions L109mm*H32mm Weight 0.064 kg Body PP(White) Reflector Diffuser PC/PS(Frost) Trim PC+ABS (White) Caseing Country of Origin China Brand Panasonic Remarks Back side: IP20 Spec Sheet Installation Manual Spec and certification may change without notice. Tìm kiếm Mã Hàng | ../html/panasonic.net_html/pspec.php-id-G00025003.html
https://panasonic.net/electricworks/lighting/vn/products/pspec.php?id=G00025326 | Không tìm thấy mục ưu điểm nào trên trang | NNV71401WE1A Certificates & Standards RoHs / CISPR15 / CR Catalog Spec Sheet IES Type of Luminaire Downlight Low Wattage Standard DL (Pro) Ex-F Set Model No. NNV71401WE1A Dimension and Materials Dimension and Materials Photometric Chart Photometric Chart Catalog Spec Sheet IES Type of Luminaire Downlight Low Wattage Standard DL (Pro) Ex-F Set Model No. NNV71401WE1A Product Data Type of Light Source LED Power Input 17W System Lumen Output 1940 lm System Efficacy 114 lm/W Power Voltage 220V Power Factor 0.95 Lifetime 50000H(L70) CCT 3000K CRI 85 SDCM <5 Input Frequency 50/60Hz Dimming non-Dimmable Dimming Range UGR Glare Cut Angle Beam Angle 60deg. Rotation Angle Tilt Angle IP code 20 IK code Ambient Temperature Range 5 - 35°C Surge Protection 1kV Classification of Luminaries Class Ⅱ THDi <20% Effective Projected Area Driver External Cut Out Size 125mm Dimensions L155mm*H135mm Weight 1.8 kg Body ADC(White) Reflector Diffuser PMMA(Transparent) Trim ADC(White) Caseing Country of Origin China Brand Panasonic Remarks Catalog Spec Sheet IES Spec and certification may change without notice. Tìm kiếm Mã Hàng | ../html/panasonic.net_html/pspec.php-id-G00025326.html
https://panasonic.net/electricworks/lighting/vn/products/pspec.php?id=G00025327 | Không tìm thấy mục ưu điểm nào trên trang | NNV71402WE1A Certificates & Standards RoHs Catalog Spec Sheet IES Type of Luminaire Downlight Low Wattage Standard DL (Pro) Ex-F Set Model No. NNV71402WE1A Dimension and Materials Dimension and Materials Photometric Chart Photometric Chart Catalog Spec Sheet IES Type of Luminaire Downlight Low Wattage Standard DL (Pro) Ex-F Set Model No. NNV71402WE1A Product Data Type of Light Source LED Power Input 17W System Lumen Output 1780 lm System Efficacy 105 lm/W Power Voltage 220V Power Factor 0.95 Lifetime 50000H(L70) CCT 3000K CRI 85 SDCM <5 Input Frequency 50/60Hz Dimming non-Dimmable Dimming Range UGR Glare Cut Angle Beam Angle 100deg. Rotation Angle Tilt Angle IP code 20 IK code Ambient Temperature Range 5 - 35°C Surge Protection 1kV Classification of Luminaries Class Ⅱ THDi <20% Effective Projected Area Driver External Cut Out Size 125mm Dimensions L155mm*H135mm Weight 1.8 kg Body ADC(White) Reflector Diffuser PMMA(Transparent) Trim ADC(White) Caseing Country of Origin China Brand Panasonic Remarks Catalog Spec Sheet IES Spec and certification may change without notice. Tìm kiếm Mã Hàng | ../html/panasonic.net_html/pspec.php-id-G00025327.html
https://panasonic.net/electricworks/lighting/vn/products/pspec.php?id=G00025328 | Không tìm thấy mục ưu điểm nào trên trang | NNV71403WE1A Certificates & Standards RoHs / TISI Catalog Spec Sheet IES Type of Luminaire Downlight Low Wattage Standard DL (Pro) Ex-F Set Model No. NNV71403WE1A Dimension and Materials Dimension and Materials Photometric Chart Photometric Chart Catalog Spec Sheet IES Type of Luminaire Downlight Low Wattage Standard DL (Pro) Ex-F Set Model No. NNV71403WE1A Product Data Type of Light Source LED Power Input 24W System Lumen Output 2575 lm System Efficacy 107 lm/W Power Voltage 220V Power Factor 0.95 Lifetime 50000H(L70) CCT 3000K CRI 85 SDCM <5 Input Frequency 50/60Hz Dimming non-Dimmable Dimming Range UGR Glare Cut Angle Beam Angle 60deg. Rotation Angle Tilt Angle IP code 20 IK code Ambient Temperature Range 5 - 35°C Surge Protection 1kV Classification of Luminaries Class Ⅱ THDi <20% Effective Projected Area Driver External Cut Out Size 125mm Dimensions L155mm*H135mm Weight 1.8 kg Body ADC(White) Reflector Diffuser PMMA(Transparent) Trim ADC(White) Caseing Country of Origin China Brand Panasonic Remarks Catalog Spec Sheet IES Spec and certification may change without notice. Tìm kiếm Mã Hàng | ../html/panasonic.net_html/pspec.php-id-G00025328.html
https://panasonic.net/electricworks/lighting/vn/products/pspec.php?id=G00025329 | Không tìm thấy mục ưu điểm nào trên trang | NNV71404WE1A Certificates & Standards RoHs / TISI Catalog Spec Sheet IES Type of Luminaire Downlight Low Wattage Standard DL (Pro) Ex-F Set Model No. NNV71404WE1A Dimension and Materials Dimension and Materials Photometric Chart Photometric Chart Catalog Spec Sheet IES Type of Luminaire Downlight Low Wattage Standard DL (Pro) Ex-F Set Model No. NNV71404WE1A Product Data Type of Light Source LED Power Input 24W System Lumen Output 2365 lm System Efficacy 99 lm/W Power Voltage 220V Power Factor 0.95 Lifetime 50000H(L70) CCT 3000K CRI 85 SDCM <5 Input Frequency 50/60Hz Dimming non-Dimmable Dimming Range UGR Glare Cut Angle Beam Angle 100deg. Rotation Angle Tilt Angle IP code 20 IK code Ambient Temperature Range 5 - 35°C Surge Protection 1kV Classification of Luminaries Class Ⅱ THDi <20% Effective Projected Area Driver External Cut Out Size 125mm Dimensions L155mm*H135mm Weight 1.8 kg Body ADC(White) Reflector Diffuser PMMA(Transparent) Trim ADC(White) Caseing Country of Origin China Brand Panasonic Remarks Catalog Spec Sheet IES Spec and certification may change without notice. Tìm kiếm Mã Hàng | ../html/panasonic.net_html/pspec.php-id-G00025329.html
https://panasonic.net/electricworks/lighting/vn/products/pspec.php?id=G00025330 | Không tìm thấy mục ưu điểm nào trên trang | NNV71405WE1A Certificates & Standards RoHs / TISI Catalog Spec Sheet IES Type of Luminaire Downlight Low Wattage Standard DL (Pro) Ex-F Set Model No. NNV71405WE1A Dimension and Materials Dimension and Materials Photometric Chart Photometric Chart Catalog Spec Sheet IES Type of Luminaire Downlight Low Wattage Standard DL (Pro) Ex-F Set Model No. NNV71405WE1A Product Data Type of Light Source LED Power Input 34W System Lumen Output 3375 lm System Efficacy 99 lm/W Power Voltage 220V Power Factor 0.95 Lifetime 50000H(L70) CCT 3000K CRI 85 SDCM <5 Input Frequency 50/60Hz Dimming non-Dimmable Dimming Range UGR Glare Cut Angle Beam Angle 60deg. Rotation Angle Tilt Angle IP code 20 IK code Ambient Temperature Range 5 - 35°C Surge Protection 1kV Classification of Luminaries Class Ⅱ THDi <20% Effective Projected Area Driver External Cut Out Size 125mm Dimensions L155mm*H170mm Weight 2.2 kg Body ADC(White) Reflector Diffuser PMMA(Transparent) Trim ADC(White) Caseing Country of Origin China Brand Panasonic Remarks Catalog Spec Sheet IES Spec and certification may change without notice. Tìm kiếm Mã Hàng | ../html/panasonic.net_html/pspec.php-id-G00025330.html
https://panasonic.net/electricworks/lighting/vn/products/pspec.php?id=G00025331 | Không tìm thấy mục ưu điểm nào trên trang | NNV71406WE1A Certificates & Standards RoHs / TISI Catalog Spec Sheet IES Type of Luminaire Downlight Low Wattage Standard DL (Pro) Ex-F Set Model No. NNV71406WE1A Dimension and Materials Dimension and Materials Photometric Chart Photometric Chart Catalog Spec Sheet IES Type of Luminaire Downlight Low Wattage Standard DL (Pro) Ex-F Set Model No. NNV71406WE1A Product Data Type of Light Source LED Power Input 34W System Lumen Output 3045 lm System Efficacy 90 lm/W Power Voltage 220V Power Factor 0.95 Lifetime 50000H(L70) CCT 3000K CRI 85 SDCM <5 Input Frequency 50/60Hz Dimming non-Dimmable Dimming Range UGR Glare Cut Angle Beam Angle 100deg. Rotation Angle Tilt Angle IP code 20 IK code Ambient Temperature Range 5 - 35°C Surge Protection 1kV Classification of Luminaries Class Ⅱ THDi <20% Effective Projected Area Driver External Cut Out Size 125mm Dimensions L155mm*H170mm Weight 2.2 kg Body ADC(White) Reflector Diffuser PMMA(Transparent) Trim ADC(White) Caseing Country of Origin China Brand Panasonic Remarks Catalog Spec Sheet IES Spec and certification may change without notice. Tìm kiếm Mã Hàng | ../html/panasonic.net_html/pspec.php-id-G00025331.html
https://panasonic.net/electricworks/lighting/vn/products/pspec.php?id=G00025332 | Không tìm thấy mục ưu điểm nào trên trang | NNV71407WE1A Certificates & Standards RoHs / TISI Catalog Spec Sheet IES Type of Luminaire Downlight Low Wattage Standard DL (Pro) Ex-F Set Model No. NNV71407WE1A Dimension and Materials Dimension and Materials Photometric Chart Photometric Chart Catalog Spec Sheet IES Type of Luminaire Downlight Low Wattage Standard DL (Pro) Ex-F Set Model No. NNV71407WE1A Product Data Type of Light Source LED Power Input 42W System Lumen Output 4075 lm System Efficacy 97 lm/W Power Voltage 220V Power Factor 0.95 Lifetime 50000H(L70) CCT 3000K CRI 85 SDCM <5 Input Frequency 50/60Hz Dimming non-Dimmable Dimming Range UGR Glare Cut Angle Beam Angle 60deg. Rotation Angle Tilt Angle IP code 20 IK code Ambient Temperature Range 5 - 35°C Surge Protection 1kV Classification of Luminaries Class Ⅱ THDi <20% Effective Projected Area Driver External Cut Out Size 125mm Dimensions L155mm*H170mm Weight 2.2 kg Body ADC(White) Reflector Diffuser PMMA(Transparent) Trim ADC(White) Caseing Country of Origin China Brand Panasonic Remarks Catalog Spec Sheet IES Spec and certification may change without notice. Tìm kiếm Mã Hàng | ../html/panasonic.net_html/pspec.php-id-G00025332.html
https://panasonic.net/electricworks/lighting/vn/products/pspec.php?id=G00025333 | Không tìm thấy mục ưu điểm nào trên trang | NNV71408WE1A Certificates & Standards RoHs / TISI Catalog Spec Sheet IES Type of Luminaire Downlight Low Wattage Standard DL (Pro) Ex-F Set Model No. NNV71408WE1A Dimension and Materials Dimension and Materials Photometric Chart Photometric Chart Catalog Spec Sheet IES Type of Luminaire Downlight Low Wattage Standard DL (Pro) Ex-F Set Model No. NNV71408WE1A Product Data Type of Light Source LED Power Input 42W System Lumen Output 3925 lm System Efficacy 93 lm/W Power Voltage 220V Power Factor 0.95 Lifetime 50000H(L70) CCT 3000K CRI 85 SDCM <5 Input Frequency 50/60Hz Dimming non-Dimmable Dimming Range UGR Glare Cut Angle Beam Angle 100deg. Rotation Angle Tilt Angle IP code 20 IK code Ambient Temperature Range 5 - 35°C Surge Protection 1kV Classification of Luminaries Class Ⅱ THDi <20% Effective Projected Area Driver External Cut Out Size 125mm Dimensions L155mm*H170mm Weight 2.2 kg Body ADC(White) Reflector Diffuser PMMA(Transparent) Trim ADC(White) Caseing Country of Origin China Brand Panasonic Remarks Catalog Spec Sheet IES Spec and certification may change without notice. Tìm kiếm Mã Hàng | ../html/panasonic.net_html/pspec.php-id-G00025333.html
https://panasonic.net/electricworks/lighting/vn/products/pspec.php?id=G00025334 | Không tìm thấy mục ưu điểm nào trên trang | NNV71411WE1A Certificates & Standards RoHs Catalog Spec Sheet IES Type of Luminaire Downlight Glareless DL Ex-F Set Model No. NNV71411WE1A Dimension and Materials Dimension and Materials Photometric Chart Photometric Chart Catalog Spec Sheet IES Type of Luminaire Downlight Glareless DL Ex-F Set Model No. NNV71411WE1A Product Data Type of Light Source LED Power Input 17W System Lumen Output 1900 lm System Efficacy 112 lm/W Power Voltage 220V Power Factor 0.95 Lifetime 50000H(L70) CCT 3000K CRI 85 SDCM <5 Input Frequency 50/60Hz Dimming non-Dimmable Dimming Range UGR Glare Cut Angle Beam Angle 36deg. Rotation Angle Tilt Angle IP code 20 IK code Ambient Temperature Range 5 - 35°C Surge Protection 1kV Classification of Luminaries Class Ⅱ THDi <20% Effective Projected Area Driver External Cut Out Size 125mm Dimensions L155mm*H165mm Weight 1.8 kg Body ADC(White) Reflector Aluminum Diffuser PMMA(Transparent) Trim ADC(White) Caseing Country of Origin China Brand Panasonic Remarks Catalog Spec Sheet IES Spec and certification may change without notice. Tìm kiếm Mã Hàng | ../html/panasonic.net_html/pspec.php-id-G00025334.html
https://panasonic.net/electricworks/lighting/vn/products/pspec.php?id=G00025335 | Không tìm thấy mục ưu điểm nào trên trang | NNV71412WE1A Certificates & Standards RoHs Catalog Spec Sheet IES Type of Luminaire Downlight Glareless DL Ex-F Set Model No. NNV71412WE1A Dimension and Materials Dimension and Materials Photometric Chart Photometric Chart Catalog Spec Sheet IES Type of Luminaire Downlight Glareless DL Ex-F Set Model No. NNV71412WE1A Product Data Type of Light Source LED Power Input 17W System Lumen Output 1900 lm System Efficacy 112 lm/W Power Voltage 220V Power Factor 0.95 Lifetime 50000H(L70) CCT 3000K CRI 85 SDCM <5 Input Frequency 50/60Hz Dimming non-Dimmable Dimming Range UGR Glare Cut Angle Beam Angle 60deg. Rotation Angle Tilt Angle IP code 20 IK code Ambient Temperature Range 5 - 35°C Surge Protection 1kV Classification of Luminaries Class Ⅱ THDi <20% Effective Projected Area Driver External Cut Out Size 125mm Dimensions L155mm*H165mm Weight 1.8 kg Body ADC(White) Reflector Aluminum Diffuser PMMA(Transparent) Trim ADC(White) Caseing Country of Origin China Brand Panasonic Remarks Catalog Spec Sheet IES Spec and certification may change without notice. Tìm kiếm Mã Hàng | ../html/panasonic.net_html/pspec.php-id-G00025335.html
https://panasonic.net/electricworks/lighting/vn/products/pspec.php?id=G00025336 | Không tìm thấy mục ưu điểm nào trên trang | NNV71413WE1A Certificates & Standards RoHs / TISI Catalog Spec Sheet IES Type of Luminaire Downlight Glareless DL Ex-F Set Model No. NNV71413WE1A Dimension and Materials Dimension and Materials Photometric Chart Photometric Chart Catalog Spec Sheet IES Type of Luminaire Downlight Glareless DL Ex-F Set Model No. NNV71413WE1A Product Data Type of Light Source LED Power Input 24W System Lumen Output 2545 lm System Efficacy 106 lm/W Power Voltage 220V Power Factor 0.95 Lifetime 50000H(L70) CCT 3000K CRI 85 SDCM <5 Input Frequency 50/60Hz Dimming non-Dimmable Dimming Range UGR Glare Cut Angle Beam Angle 36deg. Rotation Angle Tilt Angle IP code 20 IK code Ambient Temperature Range 5 - 35°C Surge Protection 1kV Classification of Luminaries Class Ⅱ THDi <20% Effective Projected Area Driver External Cut Out Size 125mm Dimensions L155mm*H165mm Weight 1.8 kg Body ADC(White) Reflector Aluminum Diffuser PMMA(Transparent) Trim ADC(White) Caseing Country of Origin China Brand Panasonic Remarks Catalog Spec Sheet IES Spec and certification may change without notice. Tìm kiếm Mã Hàng | ../html/panasonic.net_html/pspec.php-id-G00025336.html
https://panasonic.net/electricworks/lighting/vn/products/pspec.php?id=G00025337 | Không tìm thấy mục ưu điểm nào trên trang | NNV71414WE1A Certificates & Standards RoHs / TISI Catalog Spec Sheet IES Type of Luminaire Downlight Glareless DL Ex-F Set Model No. NNV71414WE1A Dimension and Materials Dimension and Materials Photometric Chart Photometric Chart Catalog Spec Sheet IES Type of Luminaire Downlight Glareless DL Ex-F Set Model No. NNV71414WE1A Product Data Type of Light Source LED Power Input 24W System Lumen Output 2545 lm System Efficacy 106 lm/W Power Voltage 220V Power Factor 0.95 Lifetime 50000H(L70) CCT 3000K CRI 85 SDCM <5 Input Frequency 50/60Hz Dimming non-Dimmable Dimming Range UGR Glare Cut Angle Beam Angle 60deg. Rotation Angle Tilt Angle IP code 20 IK code Ambient Temperature Range 5 - 35°C Surge Protection 1kV Classification of Luminaries Class Ⅱ THDi <20% Effective Projected Area Driver External Cut Out Size 125mm Dimensions L155mm*H165mm Weight 1.8 kg Body ADC(White) Reflector Aluminum Diffuser PMMA(Transparent) Trim ADC(White) Caseing Country of Origin China Brand Panasonic Remarks Catalog Spec Sheet IES Spec and certification may change without notice. Tìm kiếm Mã Hàng | ../html/panasonic.net_html/pspec.php-id-G00025337.html
https://panasonic.net/electricworks/lighting/vn/products/pspec.php?id=G00025338 | Không tìm thấy mục ưu điểm nào trên trang | NNV71415WE1A Certificates & Standards RoHs / TISI Catalog Spec Sheet IES Type of Luminaire Downlight Glareless DL Ex-F Set Model No. NNV71415WE1A Dimension and Materials Dimension and Materials Photometric Chart Photometric Chart Catalog Spec Sheet IES Type of Luminaire Downlight Glareless DL Ex-F Set Model No. NNV71415WE1A Product Data Type of Light Source LED Power Input 34W System Lumen Output 3285 lm System Efficacy 97 lm/W Power Voltage 220V Power Factor 0.95 Lifetime 50000H(L70) CCT 3000K CRI 85 SDCM <5 Input Frequency 50/60Hz Dimming non-Dimmable Dimming Range UGR Glare Cut Angle Beam Angle 36deg. Rotation Angle Tilt Angle IP code 20 IK code Ambient Temperature Range 5 - 35°C Surge Protection 1kV Classification of Luminaries Class Ⅱ THDi <20% Effective Projected Area Driver External Cut Out Size 125mm Dimensions L155mm*H200mm Weight 2.2 kg Body ADC(White) Reflector Aluminum Diffuser PMMA(Transparent) Trim ADC(White) Caseing Country of Origin China Brand Panasonic Remarks Catalog Spec Sheet IES Spec and certification may change without notice. Tìm kiếm Mã Hàng | ../html/panasonic.net_html/pspec.php-id-G00025338.html
https://panasonic.net/electricworks/lighting/vn/products/pspec.php?id=G00025339 | Không tìm thấy mục ưu điểm nào trên trang | NNV71416WE1A Certificates & Standards RoHs / TISI Catalog Spec Sheet IES Type of Luminaire Downlight Glareless DL Ex-F Set Model No. NNV71416WE1A Dimension and Materials Dimension and Materials Photometric Chart Photometric Chart Catalog Spec Sheet IES Type of Luminaire Downlight Glareless DL Ex-F Set Model No. NNV71416WE1A Product Data Type of Light Source LED Power Input 34W System Lumen Output 3285 lm System Efficacy 97 lm/W Power Voltage 220V Power Factor 0.95 Lifetime 50000H(L70) CCT 3000K CRI 85 SDCM <5 Input Frequency 50/60Hz Dimming non-Dimmable Dimming Range UGR Glare Cut Angle Beam Angle 60deg. Rotation Angle Tilt Angle IP code 20 IK code Ambient Temperature Range 5 - 35°C Surge Protection 1kV Classification of Luminaries Class Ⅱ THDi <20% Effective Projected Area Driver External Cut Out Size 125mm Dimensions L155mm*H200mm Weight 2.2 kg Body ADC(White) Reflector Aluminum Diffuser PMMA(Transparent) Trim ADC(White) Caseing Country of Origin China Brand Panasonic Remarks Catalog Spec Sheet IES Spec and certification may change without notice. Tìm kiếm Mã Hàng | ../html/panasonic.net_html/pspec.php-id-G00025339.html
https://panasonic.net/electricworks/lighting/vn/products/pspec.php?id=G00025340 | Không tìm thấy mục ưu điểm nào trên trang | NNV71417WE1A Certificates & Standards RoHs / TISI Catalog Spec Sheet IES Type of Luminaire Downlight Glareless DL Ex-F Set Model No. NNV71417WE1A Dimension and Materials Dimension and Materials Photometric Chart Photometric Chart Catalog Spec Sheet IES Type of Luminaire Downlight Glareless DL Ex-F Set Model No. NNV71417WE1A Product Data Type of Light Source LED Power Input 42W System Lumen Output 3920 lm System Efficacy 93 lm/W Power Voltage 220V Power Factor 0.95 Lifetime 50000H(L70) CCT 3000K CRI 85 SDCM <5 Input Frequency 50/60Hz Dimming non-Dimmable Dimming Range UGR Glare Cut Angle Beam Angle 36deg. Rotation Angle Tilt Angle IP code 20 IK code Ambient Temperature Range 5 - 35°C Surge Protection 1kV Classification of Luminaries Class Ⅱ THDi <20% Effective Projected Area Driver External Cut Out Size 125mm Dimensions L155mm*H200mm Weight 2.2 kg Body ADC(White) Reflector Aluminum Diffuser PMMA(Transparent) Trim ADC(White) Caseing Country of Origin China Brand Panasonic Remarks Catalog Spec Sheet IES Spec and certification may change without notice. Tìm kiếm Mã Hàng | ../html/panasonic.net_html/pspec.php-id-G00025340.html
https://panasonic.net/electricworks/lighting/vn/products/pspec.php?id=G00025341 | Không tìm thấy mục ưu điểm nào trên trang | NNV71418WE1A Certificates & Standards RoHs / TISI Catalog Spec Sheet IES Type of Luminaire Downlight Glareless DL Ex-F Set Model No. NNV71418WE1A Dimension and Materials Dimension and Materials Photometric Chart Photometric Chart Catalog Spec Sheet IES Type of Luminaire Downlight Glareless DL Ex-F Set Model No. NNV71418WE1A Product Data Type of Light Source LED Power Input 42W System Lumen Output 3920 lm System Efficacy 93 lm/W Power Voltage 220V Power Factor 0.95 Lifetime 50000H(L70) CCT 3000K CRI 85 SDCM <5 Input Frequency 50/60Hz Dimming non-Dimmable Dimming Range UGR Glare Cut Angle Beam Angle 60deg. Rotation Angle Tilt Angle IP code 20 IK code Ambient Temperature Range 5 - 35°C Surge Protection 1kV Classification of Luminaries Class Ⅱ THDi <20% Effective Projected Area Driver External Cut Out Size 125mm Dimensions L155mm*H200mm Weight 2.2 kg Body ADC(White) Reflector Aluminum Diffuser PMMA(Transparent) Trim ADC(White) Caseing Country of Origin China Brand Panasonic Remarks Catalog Spec Sheet IES Spec and certification may change without notice. Tìm kiếm Mã Hàng | ../html/panasonic.net_html/pspec.php-id-G00025341.html
https://panasonic.net/electricworks/lighting/vn/products/pspec.php?id=G00025342 | Không tìm thấy mục ưu điểm nào trên trang | NNV71451WE1A Certificates & Standards RoHs / CR Catalog Spec Sheet IES Type of Luminaire Downlight Low Wattage Standard DL (Pro) Ex-F Set Model No. NNV71451WE1A Dimension and Materials Dimension and Materials Photometric Chart Photometric Chart Catalog Spec Sheet IES Type of Luminaire Downlight Low Wattage Standard DL (Pro) Ex-F Set Model No. NNV71451WE1A Product Data Type of Light Source LED Power Input 17W System Lumen Output 2030 lm System Efficacy 119 lm/W Power Voltage 220V Power Factor 0.95 Lifetime 50000H(L70) CCT 4000K CRI 85 SDCM <5 Input Frequency 50/60Hz Dimming non-Dimmable Dimming Range UGR Glare Cut Angle Beam Angle 60deg. Rotation Angle Tilt Angle IP code 20 IK code Ambient Temperature Range 5 - 35°C Surge Protection 1kV Classification of Luminaries Class Ⅱ THDi <20% Effective Projected Area Driver External Cut Out Size 125mm Dimensions L155mm*H135mm Weight 1.8 kg Body ADC(White) Reflector Diffuser PMMA(Transparent) Trim ADC(White) Caseing Country of Origin China Brand Panasonic Remarks Catalog Spec Sheet IES Spec and certification may change without notice. Tìm kiếm Mã Hàng | ../html/panasonic.net_html/pspec.php-id-G00025342.html
https://panasonic.net/electricworks/lighting/vn/products/pspec.php?id=G00025343 | Không tìm thấy mục ưu điểm nào trên trang | NNV71452WE1A Certificates & Standards RoHs / CISPR15 / CR Catalog Spec Sheet IES Type of Luminaire Downlight Low Wattage Standard DL (Pro) Ex-F Set Model No. NNV71452WE1A Dimension and Materials Dimension and Materials Photometric Chart Photometric Chart Catalog Spec Sheet IES Type of Luminaire Downlight Low Wattage Standard DL (Pro) Ex-F Set Model No. NNV71452WE1A Product Data Type of Light Source LED Power Input 17W System Lumen Output 1855 lm System Efficacy 109 lm/W Power Voltage 220V Power Factor 0.95 Lifetime 50000H(L70) CCT 4000K CRI 85 SDCM <5 Input Frequency 50/60Hz Dimming non-Dimmable Dimming Range UGR Glare Cut Angle Beam Angle 100deg. Rotation Angle Tilt Angle IP code 20 IK code Ambient Temperature Range 5 - 35°C Surge Protection 1kV Classification of Luminaries Class Ⅱ THDi <20% Effective Projected Area Driver External Cut Out Size 125mm Dimensions L155mm*H135mm Weight 1.8 kg Body ADC(White) Reflector Diffuser PMMA(Transparent) Trim ADC(White) Caseing Country of Origin China Brand Panasonic Remarks Catalog Spec Sheet IES Spec and certification may change without notice. Tìm kiếm Mã Hàng | ../html/panasonic.net_html/pspec.php-id-G00025343.html
https://panasonic.net/electricworks/lighting/vn/products/pspec.php?id=G00025350 | Không tìm thấy mục ưu điểm nào trên trang | NNV71461WE1A Certificates & Standards RoHs Catalog Spec Sheet IES Type of Luminaire Downlight Glareless DL Ex-F Set Model No. NNV71461WE1A Dimension and Materials Dimension and Materials Photometric Chart Photometric Chart Catalog Spec Sheet IES Type of Luminaire Downlight Glareless DL Ex-F Set Model No. NNV71461WE1A Product Data Type of Light Source LED Power Input 17W System Lumen Output 1985 lm System Efficacy 117 lm/W Power Voltage 220V Power Factor 0.95 Lifetime 50000H(L70) CCT 4000K CRI 85 SDCM <5 Input Frequency 50/60Hz Dimming non-Dimmable Dimming Range UGR Glare Cut Angle Beam Angle 36deg. Rotation Angle Tilt Angle IP code 20 IK code Ambient Temperature Range 5 - 35°C Surge Protection 1kV Classification of Luminaries Class Ⅱ THDi <20% Effective Projected Area Driver External Cut Out Size 125mm Dimensions L155mm*H165mm Weight 1.8 kg Body ADC(White) Reflector Aluminum Diffuser PMMA(Transparent) Trim ADC(White) Caseing Country of Origin China Brand Panasonic Remarks Catalog Spec Sheet IES Spec and certification may change without notice. Tìm kiếm Mã Hàng | ../html/panasonic.net_html/pspec.php-id-G00025350.html
https://panasonic.net/electricworks/lighting/vn/products/pspec.php?id=G00025351 | Không tìm thấy mục ưu điểm nào trên trang | NNV71462WE1A Certificates & Standards RoHs Catalog Spec Sheet IES Type of Luminaire Downlight Glareless DL Ex-F Set Model No. NNV71462WE1A Dimension and Materials Dimension and Materials Photometric Chart Photometric Chart Catalog Spec Sheet IES Type of Luminaire Downlight Glareless DL Ex-F Set Model No. NNV71462WE1A Product Data Type of Light Source LED Power Input 17W System Lumen Output 1985 lm System Efficacy 117 lm/W Power Voltage 220V Power Factor 0.95 Lifetime 50000H(L70) CCT 4000K CRI 85 SDCM <5 Input Frequency 50/60Hz Dimming non-Dimmable Dimming Range UGR Glare Cut Angle Beam Angle 60deg. Rotation Angle Tilt Angle IP code 20 IK code Ambient Temperature Range 5 - 35°C Surge Protection 1kV Classification of Luminaries Class Ⅱ THDi <20% Effective Projected Area Driver External Cut Out Size 125mm Dimensions L155mm*H165mm Weight 1.8 kg Body ADC(White) Reflector Aluminum Diffuser PMMA(Transparent) Trim ADC(White) Caseing Country of Origin China Brand Panasonic Remarks Catalog Spec Sheet IES Spec and certification may change without notice. Tìm kiếm Mã Hàng | ../html/panasonic.net_html/pspec.php-id-G00025351.html
https://panasonic.net/electricworks/lighting/vn/products/pspec.php?id=G00025435 | Không tìm thấy mục ưu điểm nào trên trang | NNV71801WE1A Certificates & Standards RoHs Catalog Spec Sheet IES Type of Luminaire Downlight Waterproof DL Ex-H IP54 Set Model No. NNV71801WE1A Dimension and Materials Dimension and Materials Photometric Chart Photometric Chart Catalog Spec Sheet IES Type of Luminaire Downlight Waterproof DL Ex-H IP54 Set Model No. NNV71801WE1A Product Data Type of Light Source LED Power Input 6.5W System Lumen Output 545 lm System Efficacy 84 lm/W Power Voltage 220V Power Factor 0.9 Lifetime 50000H(L70) CCT 2700K CRI 90 SDCM <5 Input Frequency 50/60Hz Dimming non-Dimmable Dimming Range UGR Glare Cut Angle Beam Angle 60deg. Rotation Angle Tilt Angle IP code 54 IK code Ambient Temperature Range 5 - 35°C Surge Protection 1kV Classification of Luminaries Class Ⅱ THDi <20% Effective Projected Area Driver External Cut Out Size 75mm Dimensions L85mm*H70mm Weight 2.5 kg Body ADC(White) Reflector Diffuser PMMA(Transparent) Trim ADC(White) Caseing Country of Origin China Brand Panasonic Remarks Catalog Spec Sheet IES Spec and certification may change without notice. Tìm kiếm Mã Hàng | ../html/panasonic.net_html/pspec.php-id-G00025435.html
https://panasonic.net/electricworks/lighting/vn/products/pspec.php?id=G00025436 | Không tìm thấy mục ưu điểm nào trên trang | NNV71803WE1A Certificates & Standards RoHs Catalog Spec Sheet IES Type of Luminaire Downlight Waterproof DL Ex-H IP54 Set Model No. NNV71803WE1A Dimension and Materials Dimension and Materials Photometric Chart Photometric Chart Catalog Spec Sheet IES Type of Luminaire Downlight Waterproof DL Ex-H IP54 Set Model No. NNV71803WE1A Product Data Type of Light Source LED Power Input 8W System Lumen Output 715 lm System Efficacy 89 lm/W Power Voltage 220V Power Factor 0.9 Lifetime 50000H(L70) CCT 2700K CRI 90 SDCM <5 Input Frequency 50/60Hz Dimming non-Dimmable Dimming Range UGR Glare Cut Angle Beam Angle 60deg. Rotation Angle Tilt Angle IP code 54 IK code Ambient Temperature Range 5 - 35°C Surge Protection 1kV Classification of Luminaries Class Ⅱ THDi <20% Effective Projected Area Driver External Cut Out Size 75mm Dimensions L85mm*H70mm Weight 2.5 kg Body ADC(White) Reflector Diffuser PMMA(Transparent) Trim ADC(White) Caseing Country of Origin China Brand Panasonic Remarks Catalog Spec Sheet IES Spec and certification may change without notice. Tìm kiếm Mã Hàng | ../html/panasonic.net_html/pspec.php-id-G00025436.html
https://panasonic.net/electricworks/lighting/vn/products/pspec.php?id=G00025437 | Không tìm thấy mục ưu điểm nào trên trang | NNV71805WE1A Certificates & Standards RoHs Catalog Spec Sheet IES Type of Luminaire Downlight Waterproof DL Ex-H IP54 Set Model No. NNV71805WE1A Dimension and Materials Dimension and Materials Photometric Chart Photometric Chart Catalog Spec Sheet IES Type of Luminaire Downlight Waterproof DL Ex-H IP54 Set Model No. NNV71805WE1A Product Data Type of Light Source LED Power Input 12W System Lumen Output 1045 lm System Efficacy 87 lm/W Power Voltage 220V Power Factor 0.95 Lifetime 50000H(L70) CCT 2700K CRI 90 SDCM <5 Input Frequency 50/60Hz Dimming non-Dimmable Dimming Range UGR Glare Cut Angle Beam Angle 60deg. Rotation Angle Tilt Angle IP code 54 IK code Ambient Temperature Range 5 - 35°C Surge Protection 1kV Classification of Luminaries Class Ⅱ THDi <20% Effective Projected Area Driver External Cut Out Size 75mm Dimensions L85mm*H70mm Weight 2.5 kg Body ADC(White) Reflector Diffuser PMMA(Transparent) Trim ADC(White) Caseing Country of Origin China Brand Panasonic Remarks Catalog Spec Sheet IES Spec and certification may change without notice. Tìm kiếm Mã Hàng | ../html/panasonic.net_html/pspec.php-id-G00025437.html
https://panasonic.net/electricworks/lighting/vn/products/pspec.php?id=G00025438 | Không tìm thấy mục ưu điểm nào trên trang | NNV71826WE1A Certificates & Standards RoHs Catalog Spec Sheet IES Type of Luminaire Downlight Waterproof DL Ex-H IP54 Set Model No. NNV71826WE1A Dimension and Materials Dimension and Materials Photometric Chart Photometric Chart Catalog Spec Sheet IES Type of Luminaire Downlight Waterproof DL Ex-H IP54 Set Model No. NNV71826WE1A Product Data Type of Light Source LED Power Input 6.5W System Lumen Output 570 lm System Efficacy 88 lm/W Power Voltage 220V Power Factor 0.9 Lifetime 50000H(L70) CCT 3000K CRI 90 SDCM <5 Input Frequency 50/60Hz Dimming non-Dimmable Dimming Range UGR Glare Cut Angle Beam Angle 60deg. Rotation Angle Tilt Angle IP code 54 IK code Ambient Temperature Range 5 - 35°C Surge Protection 1kV Classification of Luminaries Class Ⅱ THDi <20% Effective Projected Area Driver External Cut Out Size 75mm Dimensions L85mm*H70mm Weight 2.5 kg Body ADC(White) Reflector Diffuser PMMA(Transparent) Trim ADC(White) Caseing Country of Origin China Brand Panasonic Remarks Catalog Spec Sheet IES Spec and certification may change without notice. Tìm kiếm Mã Hàng | ../html/panasonic.net_html/pspec.php-id-G00025438.html
https://panasonic.net/electricworks/lighting/vn/products/pspec.php?id=G00025439 | Không tìm thấy mục ưu điểm nào trên trang | NNV71828WE1A Certificates & Standards RoHs Catalog Spec Sheet IES Type of Luminaire Downlight Waterproof DL Ex-H IP54 Set Model No. NNV71828WE1A Dimension and Materials Dimension and Materials Photometric Chart Photometric Chart Catalog Spec Sheet IES Type of Luminaire Downlight Waterproof DL Ex-H IP54 Set Model No. NNV71828WE1A Product Data Type of Light Source LED Power Input 8W System Lumen Output 750 lm System Efficacy 94 lm/W Power Voltage 220V Power Factor 0.9 Lifetime 50000H(L70) CCT 3000K CRI 90 SDCM <5 Input Frequency 50/60Hz Dimming non-Dimmable Dimming Range UGR Glare Cut Angle Beam Angle 60deg. Rotation Angle Tilt Angle IP code 54 IK code Ambient Temperature Range 5 - 35°C Surge Protection 1kV Classification of Luminaries Class Ⅱ THDi <20% Effective Projected Area Driver External Cut Out Size 75mm Dimensions L85mm*H70mm Weight 2.5 kg Body ADC(White) Reflector Diffuser PMMA(Transparent) Trim ADC(White) Caseing Country of Origin China Brand Panasonic Remarks Catalog Spec Sheet IES Spec and certification may change without notice. Tìm kiếm Mã Hàng | ../html/panasonic.net_html/pspec.php-id-G00025439.html
https://panasonic.net/electricworks/lighting/vn/products/pspec.php?id=G00025440 | Không tìm thấy mục ưu điểm nào trên trang | NNV71830WE1A Certificates & Standards RoHs Catalog Spec Sheet IES Type of Luminaire Downlight Waterproof DL Ex-H IP54 Set Model No. NNV71830WE1A Dimension and Materials Dimension and Materials Photometric Chart Photometric Chart Catalog Spec Sheet IES Type of Luminaire Downlight Waterproof DL Ex-H IP54 Set Model No. NNV71830WE1A Product Data Type of Light Source LED Power Input 12W System Lumen Output 1090 lm System Efficacy 91 lm/W Power Voltage 220V Power Factor 0.95 Lifetime 50000H(L70) CCT 3000K CRI 90 SDCM <5 Input Frequency 50/60Hz Dimming non-Dimmable Dimming Range UGR Glare Cut Angle Beam Angle 60deg. Rotation Angle Tilt Angle IP code 54 IK code Ambient Temperature Range 5 - 35°C Surge Protection 1kV Classification of Luminaries Class Ⅱ THDi <20% Effective Projected Area Driver External Cut Out Size 75mm Dimensions L85mm*H70mm Weight 2.5 kg Body ADC(White) Reflector Diffuser PMMA(Transparent) Trim ADC(White) Caseing Country of Origin China Brand Panasonic Remarks Catalog Spec Sheet IES Spec and certification may change without notice. Tìm kiếm Mã Hàng | ../html/panasonic.net_html/pspec.php-id-G00025440.html
https://panasonic.net/electricworks/lighting/vn/products/pspec.php?id=G00025441 | Không tìm thấy mục ưu điểm nào trên trang | NNV71876WE1A Certificates & Standards RoHs Catalog Spec Sheet IES Type of Luminaire Downlight Waterproof DL Ex-H IP54 Set Model No. NNV71876WE1A Dimension and Materials Dimension and Materials Photometric Chart Photometric Chart Catalog Spec Sheet IES Type of Luminaire Downlight Waterproof DL Ex-H IP54 Set Model No. NNV71876WE1A Product Data Type of Light Source LED Power Input 6.5W System Lumen Output 605 lm System Efficacy 93 lm/W Power Voltage 220V Power Factor 0.9 Lifetime 50000H(L70) CCT 4000K CRI 90 SDCM <5 Input Frequency 50/60Hz Dimming non-Dimmable Dimming Range UGR Glare Cut Angle Beam Angle 60deg. Rotation Angle Tilt Angle IP code 54 IK code Ambient Temperature Range 5 - 35°C Surge Protection 1kV Classification of Luminaries Class Ⅱ THDi <20% Effective Projected Area Driver External Cut Out Size 75mm Dimensions L85mm*H70mm Weight 2.5 kg Body ADC(White) Reflector Diffuser PMMA(Transparent) Trim ADC(White) Caseing Country of Origin China Brand Panasonic Remarks Catalog Spec Sheet IES Spec and certification may change without notice. Tìm kiếm Mã Hàng | ../html/panasonic.net_html/pspec.php-id-G00025441.html
https://panasonic.net/electricworks/lighting/vn/products/pspec.php?id=G00025442 | Không tìm thấy mục ưu điểm nào trên trang | NNV71878WE1A Certificates & Standards RoHs Catalog Spec Sheet IES Type of Luminaire Downlight Waterproof DL Ex-H IP54 Set Model No. NNV71878WE1A Dimension and Materials Dimension and Materials Photometric Chart Photometric Chart Catalog Spec Sheet IES Type of Luminaire Downlight Waterproof DL Ex-H IP54 Set Model No. NNV71878WE1A Product Data Type of Light Source LED Power Input 8W System Lumen Output 790 lm System Efficacy 99 lm/W Power Voltage 220V Power Factor 0.9 Lifetime 50000H(L70) CCT 4000K CRI 90 SDCM <5 Input Frequency 50/60Hz Dimming non-Dimmable Dimming Range UGR Glare Cut Angle Beam Angle 60deg. Rotation Angle Tilt Angle IP code 54 IK code Ambient Temperature Range 5 - 35°C Surge Protection 1kV Classification of Luminaries Class Ⅱ THDi <20% Effective Projected Area Driver External Cut Out Size 75mm Dimensions L85mm*H70mm Weight 2.5 kg Body ADC(White) Reflector Diffuser PMMA(Transparent) Trim ADC(White) Caseing Country of Origin China Brand Panasonic Remarks Catalog Spec Sheet IES Spec and certification may change without notice. Tìm kiếm Mã Hàng | ../html/panasonic.net_html/pspec.php-id-G00025442.html
https://panasonic.net/electricworks/lighting/vn/products/pspec.php?id=G00025503 | Không tìm thấy mục ưu điểm nào trên trang | NNV74801WE1A Certificates & Standards RoHs Catalog Spec Sheet IES Type of Luminaire Downlight Adjustable DL Ex-F Set Model No. NNV74801WE1A Dimension and Materials Dimension and Materials Photometric Chart Photometric Chart Catalog Spec Sheet IES Type of Luminaire Downlight Adjustable DL Ex-F Set Model No. NNV74801WE1A Product Data Type of Light Source LED Power Input 17W System Lumen Output 1770 lm System Efficacy 104 lm/W Power Voltage 220V Power Factor 0.95 Lifetime 50000H(L70) CCT 3000K CRI 85 SDCM <5 Input Frequency 50/60Hz Dimming non-Dimmable Dimming Range UGR Glare Cut Angle Beam Angle 13deg. Rotation Angle 355deg. Tilt Angle 20deg. IP code 20 IK code Ambient Temperature Range 5 - 35°C Surge Protection 1kV Classification of Luminaries Class Ⅱ THDi <20% Effective Projected Area Driver External Cut Out Size 125mm Dimensions L137mm*H115mm Weight 1.8 kg Body ADC(White) Reflector Diffuser PMMA(Transparent) Trim ADC(White) Caseing Country of Origin China Brand Panasonic Remarks Catalog Spec Sheet IES Spec and certification may change without notice. Tìm kiếm Mã Hàng | ../html/panasonic.net_html/pspec.php-id-G00025503.html
https://panasonic.net/electricworks/lighting/vn/products/pspec.php?id=G00025504 | Không tìm thấy mục ưu điểm nào trên trang | NNV74802WE1A Certificates & Standards RoHs Catalog Spec Sheet IES Type of Luminaire Downlight Adjustable DL Ex-F Set Model No. NNV74802WE1A Dimension and Materials Dimension and Materials Photometric Chart Photometric Chart Catalog Spec Sheet IES Type of Luminaire Downlight Adjustable DL Ex-F Set Model No. NNV74802WE1A Product Data Type of Light Source LED Power Input 17W System Lumen Output 1830 lm System Efficacy 108 lm/W Power Voltage 220V Power Factor 0.95 Lifetime 50000H(L70) CCT 3000K CRI 85 SDCM <5 Input Frequency 50/60Hz Dimming non-Dimmable Dimming Range UGR Glare Cut Angle Beam Angle 25deg. Rotation Angle 355deg. Tilt Angle 20deg. IP code 20 IK code Ambient Temperature Range 5 - 35°C Surge Protection 1kV Classification of Luminaries Class Ⅱ THDi <20% Effective Projected Area Driver External Cut Out Size 125mm Dimensions L137mm*H115mm Weight 1.8 kg Body ADC(White) Reflector Diffuser PMMA(Transparent) Trim ADC(White) Caseing Country of Origin China Brand Panasonic Remarks Catalog Spec Sheet IES Spec and certification may change without notice. Tìm kiếm Mã Hàng | ../html/panasonic.net_html/pspec.php-id-G00025504.html
https://panasonic.net/electricworks/lighting/vn/products/pspec.php?id=G00025505 | Không tìm thấy mục ưu điểm nào trên trang | NNV74803WE1A Certificates & Standards RoHs Catalog Spec Sheet IES Type of Luminaire Downlight Adjustable DL Ex-F Set Model No. NNV74803WE1A Dimension and Materials Dimension and Materials Photometric Chart Photometric Chart Catalog Spec Sheet IES Type of Luminaire Downlight Adjustable DL Ex-F Set Model No. NNV74803WE1A Product Data Type of Light Source LED Power Input 17W System Lumen Output 1955 lm System Efficacy 115 lm/W Power Voltage 220V Power Factor 0.95 Lifetime 50000H(L70) CCT 3000K CRI 85 SDCM <5 Input Frequency 50/60Hz Dimming non-Dimmable Dimming Range UGR Glare Cut Angle Beam Angle 36deg. Rotation Angle 355deg. Tilt Angle 20deg. IP code 20 IK code Ambient Temperature Range 5 - 35°C Surge Protection 1kV Classification of Luminaries Class Ⅱ THDi <20% Effective Projected Area Driver External Cut Out Size 125mm Dimensions L137mm*H115mm Weight 1.8 kg Body ADC(White) Reflector Diffuser PMMA(Transparent) Trim ADC(White) Caseing Country of Origin China Brand Panasonic Remarks Catalog Spec Sheet IES Spec and certification may change without notice. Tìm kiếm Mã Hàng | ../html/panasonic.net_html/pspec.php-id-G00025505.html
https://panasonic.net/electricworks/lighting/vn/products/pspec.php?id=G00025506 | Không tìm thấy mục ưu điểm nào trên trang | NNV74804WE1A Certificates & Standards RoHs Catalog Spec Sheet IES Type of Luminaire Downlight Adjustable DL Ex-F Set Model No. NNV74804WE1A Dimension and Materials Dimension and Materials Photometric Chart Photometric Chart Catalog Spec Sheet IES Type of Luminaire Downlight Adjustable DL Ex-F Set Model No. NNV74804WE1A Product Data Type of Light Source LED Power Input 17W System Lumen Output 1950 lm System Efficacy 115 lm/W Power Voltage 220V Power Factor 0.95 Lifetime 50000H(L70) CCT 3000K CRI 85 SDCM <5 Input Frequency 50/60Hz Dimming non-Dimmable Dimming Range UGR Glare Cut Angle Beam Angle 60deg. Rotation Angle 355deg. Tilt Angle 20deg. IP code 20 IK code Ambient Temperature Range 5 - 35°C Surge Protection 1kV Classification of Luminaries Class Ⅱ THDi <20% Effective Projected Area Driver External Cut Out Size 125mm Dimensions L137mm*H115mm Weight 1.8 kg Body ADC(White) Reflector Diffuser PMMA(Transparent) Trim ADC(White) Caseing Country of Origin China Brand Panasonic Remarks Catalog Spec Sheet IES Spec and certification may change without notice. Tìm kiếm Mã Hàng | ../html/panasonic.net_html/pspec.php-id-G00025506.html
https://panasonic.net/electricworks/lighting/vn/products/pspec.php?id=G00025507 | Không tìm thấy mục ưu điểm nào trên trang | NNV74805WE1A Certificates & Standards RoHs / TISI Catalog Spec Sheet IES Type of Luminaire Downlight Adjustable DL Ex-F Set Model No. NNV74805WE1A Dimension and Materials Dimension and Materials Photometric Chart Photometric Chart Catalog Spec Sheet IES Type of Luminaire Downlight Adjustable DL Ex-F Set Model No. NNV74805WE1A Product Data Type of Light Source LED Power Input 24W System Lumen Output 2380 lm System Efficacy 99 lm/W Power Voltage 220V Power Factor 0.95 Lifetime 50000H(L70) CCT 3000K CRI 85 SDCM <5 Input Frequency 50/60Hz Dimming non-Dimmable Dimming Range UGR Glare Cut Angle Beam Angle 13deg. Rotation Angle 355deg. Tilt Angle 20deg. IP code 20 IK code Ambient Temperature Range 5 - 35°C Surge Protection 1kV Classification of Luminaries Class Ⅱ THDi <20% Effective Projected Area Driver External Cut Out Size 125mm Dimensions L137mm*H115mm Weight 1.8 kg Body ADC(White) Reflector Diffuser PMMA(Transparent) Trim ADC(White) Caseing Country of Origin China Brand Panasonic Remarks Catalog Spec Sheet IES Spec and certification may change without notice. Tìm kiếm Mã Hàng | ../html/panasonic.net_html/pspec.php-id-G00025507.html
https://panasonic.net/electricworks/lighting/vn/products/pspec.php?id=G00025508 | Không tìm thấy mục ưu điểm nào trên trang | NNV74806WE1A Certificates & Standards RoHs / TISI Catalog Spec Sheet IES Type of Luminaire Downlight Adjustable DL Ex-F Set Model No. NNV74806WE1A Dimension and Materials Dimension and Materials Photometric Chart Photometric Chart Catalog Spec Sheet IES Type of Luminaire Downlight Adjustable DL Ex-F Set Model No. NNV74806WE1A Product Data Type of Light Source LED Power Input 24W System Lumen Output 2470 lm System Efficacy 103 lm/W Power Voltage 220V Power Factor 0.95 Lifetime 50000H(L70) CCT 3000K CRI 85 SDCM <5 Input Frequency 50/60Hz Dimming non-Dimmable Dimming Range UGR Glare Cut Angle Beam Angle 25deg. Rotation Angle 355deg. Tilt Angle 20deg. IP code 20 IK code Ambient Temperature Range 5 - 35°C Surge Protection 1kV Classification of Luminaries Class Ⅱ THDi <20% Effective Projected Area Driver External Cut Out Size 125mm Dimensions L137mm*H115mm Weight 1.8 kg Body ADC(White) Reflector Diffuser PMMA(Transparent) Trim ADC(White) Caseing Country of Origin China Brand Panasonic Remarks Catalog Spec Sheet IES Spec and certification may change without notice. Tìm kiếm Mã Hàng | ../html/panasonic.net_html/pspec.php-id-G00025508.html
https://panasonic.net/electricworks/lighting/vn/products/pspec.php?id=G00025509 | Không tìm thấy mục ưu điểm nào trên trang | NNV74807WE1A Certificates & Standards RoHs / TISI Catalog Spec Sheet IES Type of Luminaire Downlight Adjustable DL Ex-F Set Model No. NNV74807WE1A Dimension and Materials Dimension and Materials Photometric Chart Photometric Chart Catalog Spec Sheet IES Type of Luminaire Downlight Adjustable DL Ex-F Set Model No. NNV74807WE1A Product Data Type of Light Source LED Power Input 24W System Lumen Output 2640 lm System Efficacy 110 lm/W Power Voltage 220V Power Factor 0.95 Lifetime 50000H(L70) CCT 3000K CRI 85 SDCM <5 Input Frequency 50/60Hz Dimming non-Dimmable Dimming Range UGR Glare Cut Angle Beam Angle 36deg. Rotation Angle 355deg. Tilt Angle 20deg. IP code 20 IK code Ambient Temperature Range 5 - 35°C Surge Protection 1kV Classification of Luminaries Class Ⅱ THDi <20% Effective Projected Area Driver External Cut Out Size 125mm Dimensions L137mm*H115mm Weight 1.8 kg Body ADC(White) Reflector Diffuser PMMA(Transparent) Trim ADC(White) Caseing Country of Origin China Brand Panasonic Remarks Catalog Spec Sheet IES Spec and certification may change without notice. Tìm kiếm Mã Hàng | ../html/panasonic.net_html/pspec.php-id-G00025509.html
https://panasonic.net/electricworks/lighting/vn/products/pspec.php?id=G00025510 | Không tìm thấy mục ưu điểm nào trên trang | NNV74808WE1A Certificates & Standards RoHs / TISI Catalog Spec Sheet IES Type of Luminaire Downlight Adjustable DL Ex-F Set Model No. NNV74808WE1A Dimension and Materials Dimension and Materials Photometric Chart Photometric Chart Catalog Spec Sheet IES Type of Luminaire Downlight Adjustable DL Ex-F Set Model No. NNV74808WE1A Product Data Type of Light Source LED Power Input 24W System Lumen Output 2635 lm System Efficacy 110 lm/W Power Voltage 220V Power Factor 0.95 Lifetime 50000H(L70) CCT 3000K CRI 85 SDCM <5 Input Frequency 50/60Hz Dimming non-Dimmable Dimming Range UGR Glare Cut Angle Beam Angle 60deg. Rotation Angle 355deg. Tilt Angle 20deg. IP code 20 IK code Ambient Temperature Range 5 - 35°C Surge Protection 1kV Classification of Luminaries Class Ⅱ THDi <20% Effective Projected Area Driver External Cut Out Size 125mm Dimensions L137mm*H115mm Weight 1.8 kg Body ADC(White) Reflector Diffuser PMMA(Transparent) Trim ADC(White) Caseing Country of Origin China Brand Panasonic Remarks Catalog Spec Sheet IES Spec and certification may change without notice. Tìm kiếm Mã Hàng | ../html/panasonic.net_html/pspec.php-id-G00025510.html
https://panasonic.net/electricworks/lighting/vn/products/pspec.php?id=G00025511 | Không tìm thấy mục ưu điểm nào trên trang | NNV74809WE1A Certificates & Standards RoHs / TISI Catalog Spec Sheet IES Type of Luminaire Downlight Adjustable DL Ex-F Set Model No. NNV74809WE1A Dimension and Materials Dimension and Materials Photometric Chart Photometric Chart Catalog Spec Sheet IES Type of Luminaire Downlight Adjustable DL Ex-F Set Model No. NNV74809WE1A Product Data Type of Light Source LED Power Input 34W System Lumen Output 3085 lm System Efficacy 91 lm/W Power Voltage 220V Power Factor 0.95 Lifetime 50000H(L70) CCT 3000K CRI 85 SDCM <5 Input Frequency 50/60Hz Dimming non-Dimmable Dimming Range UGR Glare Cut Angle Beam Angle 13deg. Rotation Angle 355deg. Tilt Angle 20deg. IP code 20 IK code Ambient Temperature Range 5 - 35°C Surge Protection 1kV Classification of Luminaries Class Ⅱ THDi <20% Effective Projected Area Driver External Cut Out Size 125mm Dimensions L137mm*H150mm Weight 2.2 kg Body ADC(White) Reflector Diffuser PMMA(Transparent) Trim ADC(White) Caseing Country of Origin China Brand Panasonic Remarks Catalog Spec Sheet IES Spec and certification may change without notice. Tìm kiếm Mã Hàng | ../html/panasonic.net_html/pspec.php-id-G00025511.html
https://panasonic.net/electricworks/lighting/vn/products/pspec.php?id=G00025512 | Không tìm thấy mục ưu điểm nào trên trang | NNV74810WE1A Certificates & Standards RoHs / TISI Catalog Spec Sheet IES Type of Luminaire Downlight Adjustable DL Ex-F Set Model No. NNV74810WE1A Dimension and Materials Dimension and Materials Photometric Chart Photometric Chart Catalog Spec Sheet IES Type of Luminaire Downlight Adjustable DL Ex-F Set Model No. NNV74810WE1A Product Data Type of Light Source LED Power Input 34W System Lumen Output 3250 lm System Efficacy 96 lm/W Power Voltage 220V Power Factor 0.95 Lifetime 50000H(L70) CCT 3000K CRI 85 SDCM <5 Input Frequency 50/60Hz Dimming non-Dimmable Dimming Range UGR Glare Cut Angle Beam Angle 25deg. Rotation Angle 355deg. Tilt Angle 20deg. IP code 20 IK code Ambient Temperature Range 5 - 35°C Surge Protection 1kV Classification of Luminaries Class Ⅱ THDi <20% Effective Projected Area Driver External Cut Out Size 125mm Dimensions L137mm*H150mm Weight 2.2 kg Body ADC(White) Reflector Diffuser PMMA(Transparent) Trim ADC(White) Caseing Country of Origin China Brand Panasonic Remarks Catalog Spec Sheet IES Spec and certification may change without notice. Tìm kiếm Mã Hàng | ../html/panasonic.net_html/pspec.php-id-G00025512.html
https://panasonic.net/electricworks/lighting/vn/products/pspec.php?id=G00025558 | Không tìm thấy mục ưu điểm nào trên trang | NNYC20011TH Certificates & Standards RoHs / TISI Catalog Spec Sheet Installation Manual IES Type of Luminaire Street Light Standard Street Light (Pro) SP Street Light Set Model No. NNYC20011TH Dimension and Materials Dimension and Materials Photometric Chart Photometric Chart Catalog Spec Sheet Installation Manual IES Type of Luminaire Street Light Standard Street Light (Pro) SP Street Light Set Model No. NNYC20011TH Product Data Type of Light Source LED Power Input 30W System Lumen Output 3600 lm System Efficacy 120 lm/W Power Voltage 220-240V Power Factor 0.9 Lifetime 50000H(L70) CCT 3000K CRI 70 SDCM <7 Input Frequency 50/60Hz Dimming non-Dimmable Dimming Range UGR Glare Cut Angle Beam Angle Rotation Angle Tilt Angle IP code 66 IK code Ambient Temperature Range 5 - 45°C Surge Protection 10kV Classification of Luminaries THDi Effective Projected Area Driver Integrated Cut Out Size Dimensions W156mm*L398mm*H75mm Weight 1.44 kg Body ADC12 Reflector Glass Diffuser Trim Caseing Country of Origin China Brand Panasonic Remarks Catalog Spec Sheet Installation Manual IES Spec and certification may change without notice. Tìm kiếm Mã Hàng | ../html/panasonic.net_html/pspec.php-id-G00025558.html
https://panasonic.net/electricworks/lighting/vn/products/pspec.php?id=G00025559 | Không tìm thấy mục ưu điểm nào trên trang | NNYC20012TH Certificates & Standards RoHs / TISI Catalog Spec Sheet Installation Manual IES Type of Luminaire Street Light Standard Street Light (Pro) SP Street Light Set Model No. NNYC20012TH Dimension and Materials Dimension and Materials Photometric Chart Photometric Chart Catalog Spec Sheet Installation Manual IES Type of Luminaire Street Light Standard Street Light (Pro) SP Street Light Set Model No. NNYC20012TH Product Data Type of Light Source LED Power Input 60W System Lumen Output 7200 lm System Efficacy 120 lm/W Power Voltage 220-240V Power Factor 0.9 Lifetime 50000H(L70) CCT 3000K CRI 70 SDCM <7 Input Frequency 50/60Hz Dimming non-Dimmable Dimming Range UGR Glare Cut Angle Beam Angle Rotation Angle Tilt Angle IP code 66 IK code Ambient Temperature Range 5 - 45°C Surge Protection 10kV Classification of Luminaries THDi Effective Projected Area Driver Integrated Cut Out Size Dimensions W186mm*L453mm*H87mm Weight 2.32 kg Body ADC12 Reflector Glass Diffuser Trim Caseing Country of Origin China Brand Panasonic Remarks Catalog Spec Sheet Installation Manual IES Spec and certification may change without notice. Tìm kiếm Mã Hàng | ../html/panasonic.net_html/pspec.php-id-G00025559.html
https://panasonic.net/electricworks/lighting/vn/products/pspec.php?id=G00025989 | Không tìm thấy mục ưu điểm nào trên trang | NYV20150BE2A Certificates & Standards CB / RoHs / TISI Catalog Spec Sheet Installation Manual IES Type of Luminaire High Bay High Efficacy/Standard High Bay Standard Ex 4G Set Model No. NYV20150BE2A Dimension and Materials Dimension and Materials Photometric Chart Photometric Chart Catalog Spec Sheet Installation Manual IES Type of Luminaire High Bay High Efficacy/Standard High Bay Standard Ex 4G Set Model No. NYV20150BE2A Product Data Type of Light Source LED Power Input 75W System Lumen Output 10710 lm System Efficacy 143 lm/W Power Voltage 220-240V Power Factor 0.95 Lifetime 50000H(L70) CCT 5000K CRI 80 SDCM <5 Input Frequency 50/60Hz Dimming non-Dimmable Dimming Range UGR Glare Cut Angle Beam Angle 60deg. Rotation Angle Tilt Angle IP code 65 IK code IK 10 Ambient Temperature Range -30 - 50°C Surge Protection 10kV Classification of Luminaries Class Ⅰ THDi <15% Effective Projected Area Driver Integrated Cut Out Size Dimensions L240mm*H166mm Weight 1.99 kg Body ADC(Black) Reflector Diffuser PC(Transparent) Trim Caseing Country of Origin China Brand Panasonic Remarks Corrosion protection：WF2 Catalog Spec Sheet Installation Manual IES Spec and certification may change without notice. Tìm kiếm Mã Hàng | ../html/panasonic.net_html/pspec.php-id-G00025989.html
https://panasonic.net/electricworks/lighting/vn/products/pspec.php?id=G00025990 | Không tìm thấy mục ưu điểm nào trên trang | NYV20155BE2A Certificates & Standards CB / RoHs / TISI Catalog Spec Sheet Installation Manual IES Type of Luminaire High Bay High Efficacy/Standard High Bay Standard Ex 4G Set Model No. NYV20155BE2A Dimension and Materials Dimension and Materials Photometric Chart Photometric Chart Catalog Spec Sheet Installation Manual IES Type of Luminaire High Bay High Efficacy/Standard High Bay Standard Ex 4G Set Model No. NYV20155BE2A Product Data Type of Light Source LED Power Input 75W System Lumen Output 11250 lm System Efficacy 150 lm/W Power Voltage 220-240V Power Factor 0.95 Lifetime 50000H(L70) CCT 5000K CRI 80 SDCM <5 Input Frequency 50/60Hz Dimming non-Dimmable Dimming Range UGR Glare Cut Angle Beam Angle 90deg. Rotation Angle Tilt Angle IP code 65 IK code IK 10 Ambient Temperature Range -30 - 50°C Surge Protection 10kV Classification of Luminaries Class Ⅰ THDi <15% Effective Projected Area Driver Integrated Cut Out Size Dimensions L240mm*H166mm Weight 1.99 kg Body ADC(Black) Reflector Diffuser PC(Transparent) Trim Caseing Country of Origin China Brand Panasonic Remarks Corrosion protection：WF2 Catalog Spec Sheet Installation Manual IES Spec and certification may change without notice. Tìm kiếm Mã Hàng | ../html/panasonic.net_html/pspec.php-id-G00025990.html
https://panasonic.net/electricworks/lighting/vn/products/pspec.php?id=G00025991 | Không tìm thấy mục ưu điểm nào trên trang | NYV20110BE2A Certificates & Standards CB / RoHs / TISI Catalog Spec Sheet Installation Manual IES Type of Luminaire High Bay High Efficacy/Standard High Bay Standard Ex 4G Set Model No. NYV20110BE2A Dimension and Materials Dimension and Materials Photometric Chart Photometric Chart Catalog Spec Sheet Installation Manual IES Type of Luminaire High Bay High Efficacy/Standard High Bay Standard Ex 4G Set Model No. NYV20110BE2A Product Data Type of Light Source LED Power Input 75W System Lumen Output 10710 lm System Efficacy 143 lm/W Power Voltage 220-240V Power Factor 0.95 Lifetime 50000H(L70) CCT 6500K CRI 80 SDCM <5 Input Frequency 50/60Hz Dimming non-Dimmable Dimming Range UGR Glare Cut Angle Beam Angle 60deg. Rotation Angle Tilt Angle IP code 65 IK code IK 10 Ambient Temperature Range -30 - 50°C Surge Protection 10kV Classification of Luminaries Class Ⅰ THDi <15% Effective Projected Area Driver Integrated Cut Out Size Dimensions L240mm*H166mm Weight 1.99 kg Body ADC(Black) Reflector Diffuser PC(Transparent) Trim Caseing Country of Origin China Brand Panasonic Remarks Corrosion protection：WF2 Catalog Spec Sheet Installation Manual IES Spec and certification may change without notice. Tìm kiếm Mã Hàng | ../html/panasonic.net_html/pspec.php-id-G00025991.html
https://panasonic.net/electricworks/lighting/vn/products/pspec.php?id=G00025992 | Không tìm thấy mục ưu điểm nào trên trang | NYV20115BE2A Certificates & Standards CB / RoHs / TISI Catalog Spec Sheet Installation Manual IES Type of Luminaire High Bay High Efficacy/Standard High Bay Standard Ex 4G Set Model No. NYV20115BE2A Dimension and Materials Dimension and Materials Photometric Chart Photometric Chart Catalog Spec Sheet Installation Manual IES Type of Luminaire High Bay High Efficacy/Standard High Bay Standard Ex 4G Set Model No. NYV20115BE2A Product Data Type of Light Source LED Power Input 75W System Lumen Output 11250 lm System Efficacy 150 lm/W Power Voltage 220-240V Power Factor 0.95 Lifetime 50000H(L70) CCT 6500K CRI 80 SDCM <5 Input Frequency 50/60Hz Dimming non-Dimmable Dimming Range UGR Glare Cut Angle Beam Angle 90deg. Rotation Angle Tilt Angle IP code 65 IK code IK 10 Ambient Temperature Range -30 - 50°C Surge Protection 10kV Classification of Luminaries Class Ⅰ THDi <15% Effective Projected Area Driver Integrated Cut Out Size Dimensions L240mm*H166mm Weight 1.99 kg Body ADC(Black) Reflector Diffuser PC(Transparent) Trim Caseing Country of Origin China Brand Panasonic Remarks Corrosion protection：WF2 Catalog Spec Sheet Installation Manual IES Spec and certification may change without notice. Tìm kiếm Mã Hàng | ../html/panasonic.net_html/pspec.php-id-G00025992.html
https://panasonic.net/electricworks/lighting/vn/products/pspec.php?id=G00025993 | Không tìm thấy mục ưu điểm nào trên trang | NYV20151BE2A Certificates & Standards CB / RoHs / TISI Catalog Spec Sheet Installation Manual IES Type of Luminaire High Bay High Efficacy/Standard High Bay Standard Ex 4G Set Model No. NYV20151BE2A Dimension and Materials Dimension and Materials Photometric Chart Photometric Chart Catalog Spec Sheet Installation Manual IES Type of Luminaire High Bay High Efficacy/Standard High Bay Standard Ex 4G Set Model No. NYV20151BE2A Product Data Type of Light Source LED Power Input 110W System Lumen Output 15710 lm System Efficacy 143 lm/W Power Voltage 220-240V Power Factor 0.95 Lifetime 50000H(L70) CCT 5000K CRI 80 SDCM <5 Input Frequency 50/60Hz Dimming non-Dimmable Dimming Range UGR Glare Cut Angle Beam Angle 60deg. Rotation Angle Tilt Angle IP code 65 IK code IK 10 Ambient Temperature Range -30 - 50°C Surge Protection 10kV Classification of Luminaries Class Ⅰ THDi <15% Effective Projected Area Driver Integrated Cut Out Size Dimensions L240mm*H166mm Weight 1.95 kg Body ADC(Black) Reflector Diffuser PC(Transparent) Trim Caseing Country of Origin China Brand Panasonic Remarks Corrosion protection：WF2 Catalog Spec Sheet Installation Manual IES Spec and certification may change without notice. Tìm kiếm Mã Hàng | ../html/panasonic.net_html/pspec.php-id-G00025993.html
https://panasonic.net/electricworks/lighting/vn/products/pspec.php?id=G00025994 | Không tìm thấy mục ưu điểm nào trên trang | NYV20156BE2A Certificates & Standards CB / RoHs / TISI Catalog Spec Sheet Installation Manual IES Type of Luminaire High Bay High Efficacy/Standard High Bay Standard Ex 4G Set Model No. NYV20156BE2A Dimension and Materials Dimension and Materials Photometric Chart Photometric Chart Catalog Spec Sheet Installation Manual IES Type of Luminaire High Bay High Efficacy/Standard High Bay Standard Ex 4G Set Model No. NYV20156BE2A Product Data Type of Light Source LED Power Input 110W System Lumen Output 16500 lm System Efficacy 150 lm/W Power Voltage 220-240V Power Factor 0.95 Lifetime 50000H(L70) CCT 5000K CRI 80 SDCM <5 Input Frequency 50/60Hz Dimming non-Dimmable Dimming Range UGR Glare Cut Angle Beam Angle 90deg. Rotation Angle Tilt Angle IP code 65 IK code IK 10 Ambient Temperature Range -30 - 50°C Surge Protection 10kV Classification of Luminaries Class Ⅰ THDi <15% Effective Projected Area Driver Integrated Cut Out Size Dimensions L240mm*H166mm Weight 1.95 kg Body ADC(Black) Reflector Diffuser PC(Transparent) Trim Caseing Country of Origin China Brand Panasonic Remarks Corrosion protection：WF2 Catalog Spec Sheet Installation Manual IES Spec and certification may change without notice. Tìm kiếm Mã Hàng | ../html/panasonic.net_html/pspec.php-id-G00025994.html
https://panasonic.net/electricworks/lighting/vn/products/pspec.php?id=G00025995 | Không tìm thấy mục ưu điểm nào trên trang | NYV20111BE2A Certificates & Standards CB / RoHs / TISI Catalog Spec Sheet Installation Manual IES Type of Luminaire High Bay High Efficacy/Standard High Bay Standard Ex 4G Set Model No. NYV20111BE2A Dimension and Materials Dimension and Materials Photometric Chart Photometric Chart Catalog Spec Sheet Installation Manual IES Type of Luminaire High Bay High Efficacy/Standard High Bay Standard Ex 4G Set Model No. NYV20111BE2A Product Data Type of Light Source LED Power Input 110W System Lumen Output 15710 lm System Efficacy 143 lm/W Power Voltage 220-240V Power Factor 0.95 Lifetime 50000H(L70) CCT 6500K CRI 80 SDCM <5 Input Frequency 50/60Hz Dimming non-Dimmable Dimming Range UGR Glare Cut Angle Beam Angle 60deg. Rotation Angle Tilt Angle IP code 65 IK code IK 10 Ambient Temperature Range -30 - 50°C Surge Protection 10kV Classification of Luminaries Class Ⅰ THDi <15% Effective Projected Area Driver Integrated Cut Out Size Dimensions L240mm*H166mm Weight 1.95 kg Body ADC(Black) Reflector Diffuser PC(Transparent) Trim Caseing Country of Origin China Brand Panasonic Remarks Corrosion protection：WF2 Catalog Spec Sheet Installation Manual IES Spec and certification may change without notice. Tìm kiếm Mã Hàng | ../html/panasonic.net_html/pspec.php-id-G00025995.html
https://panasonic.net/electricworks/lighting/vn/products/pspec.php?id=G00025996 | Không tìm thấy mục ưu điểm nào trên trang | NYV20116BE2A Certificates & Standards CB / RoHs / TISI Catalog Spec Sheet Installation Manual IES Type of Luminaire High Bay High Efficacy/Standard High Bay Standard Ex 4G Set Model No. NYV20116BE2A Dimension and Materials Dimension and Materials Photometric Chart Photometric Chart Catalog Spec Sheet Installation Manual IES Type of Luminaire High Bay High Efficacy/Standard High Bay Standard Ex 4G Set Model No. NYV20116BE2A Product Data Type of Light Source LED Power Input 110W System Lumen Output 16500 lm System Efficacy 150 lm/W Power Voltage 220-240V Power Factor 0.95 Lifetime 50000H(L70) CCT 6500K CRI 80 SDCM <5 Input Frequency 50/60Hz Dimming non-Dimmable Dimming Range UGR Glare Cut Angle Beam Angle 90deg. Rotation Angle Tilt Angle IP code 65 IK code IK 10 Ambient Temperature Range -30 - 50°C Surge Protection 10kV Classification of Luminaries Class Ⅰ THDi <15% Effective Projected Area Driver Integrated Cut Out Size Dimensions L240mm*H166mm Weight 1.95 kg Body ADC(Black) Reflector Diffuser PC(Transparent) Trim Caseing Country of Origin China Brand Panasonic Remarks Corrosion protection：WF2 Catalog Spec Sheet Installation Manual IES Spec and certification may change without notice. Tìm kiếm Mã Hàng | ../html/panasonic.net_html/pspec.php-id-G00025996.html
https://panasonic.net/electricworks/lighting/vn/products/pspec.php?id=G00025997 | Không tìm thấy mục ưu điểm nào trên trang | NYV20152BE2A Certificates & Standards CB / RoHs / TISI Catalog Spec Sheet Installation Manual IES Type of Luminaire High Bay High Efficacy/Standard High Bay Standard Ex 4G Set Model No. NYV20152BE2A Dimension and Materials Dimension and Materials Photometric Chart Photometric Chart Catalog Spec Sheet Installation Manual IES Type of Luminaire High Bay High Efficacy/Standard High Bay Standard Ex 4G Set Model No. NYV20152BE2A Product Data Type of Light Source LED Power Input 140W System Lumen Output 20000 lm System Efficacy 143 lm/W Power Voltage 220-240V Power Factor 0.95 Lifetime 50000H(L70) CCT 5000K CRI 80 SDCM <5 Input Frequency 50/60Hz Dimming non-Dimmable Dimming Range UGR Glare Cut Angle Beam Angle 60deg. Rotation Angle Tilt Angle IP code 65 IK code IK 10 Ambient Temperature Range -30 - 50°C Surge Protection 10kV Classification of Luminaries Class Ⅰ THDi <15% Effective Projected Area Driver Integrated Cut Out Size Dimensions L280mm*H166mm Weight 2.51 kg Body ADC(Black) Reflector Diffuser PC(Transparent) Trim Caseing Country of Origin China Brand Panasonic Remarks Corrosion protection：WF2 Catalog Spec Sheet Installation Manual IES Spec and certification may change without notice. Tìm kiếm Mã Hàng | ../html/panasonic.net_html/pspec.php-id-G00025997.html
https://panasonic.net/electricworks/lighting/vn/products/pspec.php?id=G00025998 | Không tìm thấy mục ưu điểm nào trên trang | NYV20157BE2A Certificates & Standards CB / RoHs / TISI Catalog Spec Sheet Installation Manual IES Type of Luminaire High Bay High Efficacy/Standard High Bay Standard Ex 4G Set Model No. NYV20157BE2A Dimension and Materials Dimension and Materials Photometric Chart Photometric Chart Catalog Spec Sheet Installation Manual IES Type of Luminaire High Bay High Efficacy/Standard High Bay Standard Ex 4G Set Model No. NYV20157BE2A Product Data Type of Light Source LED Power Input 140W System Lumen Output 21000 lm System Efficacy 150 lm/W Power Voltage 220-240V Power Factor 0.95 Lifetime 50000H(L70) CCT 5000K CRI 80 SDCM <5 Input Frequency 50/60Hz Dimming non-Dimmable Dimming Range UGR Glare Cut Angle Beam Angle 90deg. Rotation Angle Tilt Angle IP code 65 IK code IK 10 Ambient Temperature Range -30 - 50°C Surge Protection 10kV Classification of Luminaries Class Ⅰ THDi <15% Effective Projected Area Driver Integrated Cut Out Size Dimensions L280mm*H166mm Weight 2.51 kg Body ADC(Black) Reflector Diffuser PC(Transparent) Trim Caseing Country of Origin China Brand Panasonic Remarks Corrosion protection：WF2 Catalog Spec Sheet Installation Manual IES Spec and certification may change without notice. Tìm kiếm Mã Hàng | ../html/panasonic.net_html/pspec.php-id-G00025998.html
https://panasonic.net/electricworks/lighting/vn/products/pspec.php?id=G00026048 | Không tìm thấy mục ưu điểm nào trên trang | NFV40240WE1A Certificates & Standards RoHs / TISI Catalog Spec Sheet Type of Luminaire Baselight Pro iD Series High Efficacy Set Model No. NFV40240WE1A Dimension and Materials Dimension and Materials Photometric Chart Support Movie for Pro iD setting Photometric Chart Catalog Spec Sheet Type of Luminaire Baselight Pro iD Series High Efficacy Set Model No. NFV40240WE1A Product Data Type of Light Source LED Power Input 22W System Lumen Output 4000 lm System Efficacy 182 lm/W Power Voltage 220-240V Power Factor 0.95 Lifetime 50000H(L70) CCT 4000K CRI 80 SDCM <5 Input Frequency 50/60Hz Dimming non-Dimmable Dimming Range UGR Glare Cut Angle Beam Angle Rotation Angle Tilt Angle IP code 20 IK code Ambient Temperature Range 5 - 35°C Surge Protection 2kV Classification of Luminaries Class Ⅰ THDi <10% Effective Projected Area Driver Integrated Cut Out Size Dimensions W80mm*L1150mm*H55mm Weight 1.6 kg Body Steel (White) Reflector Diffuser PC(Frost) Trim Caseing Country of Origin China Brand Panasonic Remarks Support Movie for Pro iD setting Catalog Spec Sheet Spec and certification may change without notice. Tìm kiếm Mã Hàng | ../html/panasonic.net_html/pspec.php-id-G00026048.html
https://panasonic.net/electricworks/lighting/vn/products/pspec.php?id=G00026049 | Không tìm thấy mục ưu điểm nào trên trang | NFV40241WE1A Certificates & Standards RoHs / TISI Catalog Spec Sheet Installation Manual Type of Luminaire Baselight Pro iD Series High Efficacy Set Model No. NFV40241WE1A Dimension and Materials Dimension and Materials Photometric Chart Support Movie for Pro iD setting Photometric Chart Catalog Spec Sheet Installation Manual Type of Luminaire Baselight Pro iD Series High Efficacy Set Model No. NFV40241WE1A Product Data Type of Light Source LED Power Input 22W System Lumen Output 4000 lm System Efficacy 182 lm/W Power Voltage 220-240V Power Factor 0.95 Lifetime 50000H(L70) CCT 4000K CRI 80 SDCM <5 Input Frequency 50/60Hz Dimming non-Dimmable Dimming Range UGR Glare Cut Angle Beam Angle Rotation Angle Tilt Angle IP code 20 IK code Ambient Temperature Range 5 - 35°C Surge Protection 2kV Classification of Luminaries Class Ⅰ THDi <10% Effective Projected Area Driver Integrated Cut Out Size Dimensions W150mm*L1150mm*H65mm Weight 1.9 kg Body Steel (White) Reflector Diffuser PC(Frost) Trim Caseing Country of Origin China Brand Panasonic Remarks Support Movie for Pro iD setting Catalog Spec Sheet Installation Manual Spec and certification may change without notice. Tìm kiếm Mã Hàng | ../html/panasonic.net_html/pspec.php-id-G00026049.html
https://panasonic.net/electricworks/lighting/vn/products/pspec.php?id=G00026050 | Không tìm thấy mục ưu điểm nào trên trang | NFV40242WE1A Certificates & Standards RoHs / TISI Catalog Spec Sheet Type of Luminaire Baselight Pro iD Series High Efficacy Set Model No. NFV40242WE1A Dimension and Materials Dimension and Materials Photometric Chart Support Movie for Pro iD setting Photometric Chart Catalog Spec Sheet Type of Luminaire Baselight Pro iD Series High Efficacy Set Model No. NFV40242WE1A Product Data Type of Light Source LED Power Input 22W System Lumen Output 4000 lm System Efficacy 182 lm/W Power Voltage 220-240V Power Factor 0.95 Lifetime 50000H(L70) CCT 4000K CRI 80 SDCM <5 Input Frequency 50/60Hz Dimming non-Dimmable Dimming Range UGR Glare Cut Angle Beam Angle Rotation Angle Tilt Angle IP code 20 IK code Ambient Temperature Range 5 - 35°C Surge Protection 2kV Classification of Luminaries Class Ⅰ THDi <10% Effective Projected Area Driver Integrated Cut Out Size Dimensions W150mm*L1150mm*H65mm Weight 1.85 kg Body Steel (White) Reflector Steel (White) Diffuser PC(Frost) Trim Caseing Country of Origin China Brand Panasonic Remarks Support Movie for Pro iD setting Catalog Spec Sheet Spec and certification may change without notice. Tìm kiếm Mã Hàng | ../html/panasonic.net_html/pspec.php-id-G00026050.html
https://panasonic.net/electricworks/lighting/vn/products/pspec.php?id=G00026051 | Không tìm thấy mục ưu điểm nào trên trang | NFV40243WE1A Certificates & Standards RoHs / TISI Catalog Spec Sheet Installation Manual IES Type of Luminaire Baselight Pro iD Series High Efficacy Set Model No. NFV40243WE1A Dimension and Materials Dimension and Materials Photometric Chart Support Movie for Pro iD setting Photometric Chart Catalog Spec Sheet Installation Manual IES Type of Luminaire Baselight Pro iD Series High Efficacy Set Model No. NFV40243WE1A Product Data Type of Light Source LED Power Input 22W System Lumen Output 4000 lm System Efficacy 182 lm/W Power Voltage 220-240V Power Factor 0.95 Lifetime 50000H(L70) CCT 4000K CRI 80 SDCM <5 Input Frequency 50/60Hz Dimming non-Dimmable Dimming Range UGR Glare Cut Angle Beam Angle Rotation Angle Tilt Angle IP code 20 IK code Ambient Temperature Range 5 - 35°C Surge Protection 2kV Classification of Luminaries Class Ⅰ THDi <10% Effective Projected Area Driver Integrated Cut Out Size Dimensions W147mm*L1197mm*H65mm Weight 2.3 kg Body Steel (White) Reflector Diffuser PC(Frost) Trim Caseing Country of Origin China Brand Panasonic Remarks Cut Out Size : 125mm*1185mm Support Movie for Pro iD setting Catalog Spec Sheet Installation Manual IES Spec and certification may change without notice. Tìm kiếm Mã Hàng | ../html/panasonic.net_html/pspec.php-id-G00026051.html
https://panasonic.net/electricworks/lighting/vn/products/pspec.php?id=G00026052 | Không tìm thấy mục ưu điểm nào trên trang | NFV40244WE1A Certificates & Standards RoHs / TISI Catalog Spec Sheet Installation Manual IES Type of Luminaire Baselight Pro iD Series High Efficacy Set Model No. NFV40244WE1A Dimension and Materials Dimension and Materials Photometric Chart Support Movie for Pro iD setting Photometric Chart Catalog Spec Sheet Installation Manual IES Type of Luminaire Baselight Pro iD Series High Efficacy Set Model No. NFV40244WE1A Product Data Type of Light Source LED Power Input 22W System Lumen Output 4000 lm System Efficacy 182 lm/W Power Voltage 220-240V Power Factor 0.95 Lifetime 50000H(L70) CCT 4000K CRI 80 SDCM <5 Input Frequency 50/60Hz Dimming non-Dimmable Dimming Range UGR Glare Cut Angle Beam Angle Rotation Angle Tilt Angle IP code 20 IK code Ambient Temperature Range 5 - 35°C Surge Protection 2kV Classification of Luminaries Class Ⅰ THDi <10% Effective Projected Area Driver Integrated Cut Out Size Dimensions W297mm*L1197mm*H65mm Weight 3.3 kg Body Steel (White) Reflector Diffuser PC(Frost) Trim Caseing Country of Origin China Brand Panasonic Remarks Cut Out Size : 275mm*1185mm Support Movie for Pro iD setting Catalog Spec Sheet Installation Manual IES Spec and certification may change without notice. Tìm kiếm Mã Hàng | ../html/panasonic.net_html/pspec.php-id-G00026052.html
https://panasonic.net/electricworks/lighting/vn/products/pspec.php?id=G00026053 | Không tìm thấy mục ưu điểm nào trên trang | NFV40245WE1A Certificates & Standards RoHs / TISI Catalog Spec Sheet Type of Luminaire Baselight Pro iD Series High Efficacy Set Model No. NFV40245WE1A Dimension and Materials Dimension and Materials Photometric Chart Support Movie for Pro iD setting Photometric Chart Catalog Spec Sheet Type of Luminaire Baselight Pro iD Series High Efficacy Set Model No. NFV40245WE1A Product Data Type of Light Source LED Power Input 39W System Lumen Output 7000 lm System Efficacy 179 lm/W Power Voltage 220-240V Power Factor 0.95 Lifetime 50000H(L70) CCT 4000K CRI 80 SDCM <5 Input Frequency 50/60Hz Dimming non-Dimmable Dimming Range UGR Glare Cut Angle Beam Angle Rotation Angle Tilt Angle IP code 20 IK code Ambient Temperature Range 5 - 35°C Surge Protection 2kV Classification of Luminaries Class Ⅰ THDi <10% Effective Projected Area Driver Integrated Cut Out Size Dimensions W80mm*L1150mm*H55mm Weight 1.6 kg Body Steel (White) Reflector Diffuser PC(Frost) Trim Caseing Country of Origin China Brand Panasonic Remarks Support Movie for Pro iD setting Catalog Spec Sheet Spec and certification may change without notice. Tìm kiếm Mã Hàng | ../html/panasonic.net_html/pspec.php-id-G00026053.html
https://panasonic.net/electricworks/lighting/vn/products/pspec.php?id=G00026054 | Không tìm thấy mục ưu điểm nào trên trang | NFV40246WE1A Certificates & Standards RoHs / TISI Catalog Spec Sheet Installation Manual Type of Luminaire Baselight Pro iD Series High Efficacy Set Model No. NFV40246WE1A Dimension and Materials Dimension and Materials Photometric Chart Support Movie for Pro iD setting Photometric Chart Catalog Spec Sheet Installation Manual Type of Luminaire Baselight Pro iD Series High Efficacy Set Model No. NFV40246WE1A Product Data Type of Light Source LED Power Input 39W System Lumen Output 7000 lm System Efficacy 179 lm/W Power Voltage 220-240V Power Factor 0.95 Lifetime 50000H(L70) CCT 4000K CRI 80 SDCM <5 Input Frequency 50/60Hz Dimming non-Dimmable Dimming Range UGR Glare Cut Angle Beam Angle Rotation Angle Tilt Angle IP code 20 IK code Ambient Temperature Range 5 - 35°C Surge Protection 2kV Classification of Luminaries Class Ⅰ THDi <10% Effective Projected Area Driver Integrated Cut Out Size Dimensions W150mm*L1150mm*H65mm Weight 1.9 kg Body Steel (White) Reflector Diffuser PC(Frost) Trim Caseing Country of Origin China Brand Panasonic Remarks Support Movie for Pro iD setting Catalog Spec Sheet Installation Manual Spec and certification may change without notice. Tìm kiếm Mã Hàng | ../html/panasonic.net_html/pspec.php-id-G00026054.html
https://panasonic.net/electricworks/lighting/vn/products/pspec.php?id=G00026055 | Không tìm thấy mục ưu điểm nào trên trang | NFV40247WE1A Certificates & Standards RoHs / TISI Catalog Spec Sheet Type of Luminaire Baselight Pro iD Series High Efficacy Set Model No. NFV40247WE1A Dimension and Materials Dimension and Materials Photometric Chart Support Movie for Pro iD setting Photometric Chart Catalog Spec Sheet Type of Luminaire Baselight Pro iD Series High Efficacy Set Model No. NFV40247WE1A Product Data Type of Light Source LED Power Input 39W System Lumen Output 7000 lm System Efficacy 179 lm/W Power Voltage 220-240V Power Factor 0.95 Lifetime 50000H(L70) CCT 4000K CRI 80 SDCM <5 Input Frequency 50/60Hz Dimming non-Dimmable Dimming Range UGR Glare Cut Angle Beam Angle Rotation Angle Tilt Angle IP code 20 IK code Ambient Temperature Range 5 - 35°C Surge Protection 2kV Classification of Luminaries Class Ⅰ THDi <10% Effective Projected Area Driver Integrated Cut Out Size Dimensions W150mm*L1150mm*H65mm Weight 1.85 kg Body Steel (White) Reflector Steel (White) Diffuser PC(Frost) Trim Caseing Country of Origin China Brand Panasonic Remarks Support Movie for Pro iD setting Catalog Spec Sheet Spec and certification may change without notice. Tìm kiếm Mã Hàng | ../html/panasonic.net_html/pspec.php-id-G00026055.html
https://panasonic.net/electricworks/lighting/vn/products/pspec.php?id=G00026056 | Không tìm thấy mục ưu điểm nào trên trang | NFV40248WE1A Certificates & Standards RoHs / TISI Catalog Spec Sheet Installation Manual IES Type of Luminaire Baselight Pro iD Series High Efficacy Set Model No. NFV40248WE1A Dimension and Materials Dimension and Materials Photometric Chart Support Movie for Pro iD setting Photometric Chart Catalog Spec Sheet Installation Manual IES Type of Luminaire Baselight Pro iD Series High Efficacy Set Model No. NFV40248WE1A Product Data Type of Light Source LED Power Input 39W System Lumen Output 7000 lm System Efficacy 179 lm/W Power Voltage 220-240V Power Factor 0.95 Lifetime 50000H(L70) CCT 4000K CRI 80 SDCM <5 Input Frequency 50/60Hz Dimming non-Dimmable Dimming Range UGR Glare Cut Angle Beam Angle Rotation Angle Tilt Angle IP code 20 IK code Ambient Temperature Range 5 - 35°C Surge Protection 2kV Classification of Luminaries Class Ⅰ THDi <10% Effective Projected Area Driver Integrated Cut Out Size Dimensions W147mm*L1197mm*H65mm Weight 2.3 kg Body Steel (White) Reflector Diffuser PC(Frost) Trim Caseing Country of Origin China Brand Panasonic Remarks Cut Out Size : 125mm*1185mm Support Movie for Pro iD setting Catalog Spec Sheet Installation Manual IES Spec and certification may change without notice. Tìm kiếm Mã Hàng | ../html/panasonic.net_html/pspec.php-id-G00026056.html
https://panasonic.net/electricworks/lighting/vn/products/pspec.php?id=G00026057 | Không tìm thấy mục ưu điểm nào trên trang | NFV40249WE1A Certificates & Standards RoHs / TISI Catalog Spec Sheet Installation Manual IES Type of Luminaire Baselight Pro iD Series High Efficacy Set Model No. NFV40249WE1A Dimension and Materials Dimension and Materials Photometric Chart Support Movie for Pro iD setting Photometric Chart Catalog Spec Sheet Installation Manual IES Type of Luminaire Baselight Pro iD Series High Efficacy Set Model No. NFV40249WE1A Product Data Type of Light Source LED Power Input 39W System Lumen Output 7000 lm System Efficacy 179 lm/W Power Voltage 220-240V Power Factor 0.95 Lifetime 50000H(L70) CCT 4000K CRI 80 SDCM <5 Input Frequency 50/60Hz Dimming non-Dimmable Dimming Range UGR Glare Cut Angle Beam Angle Rotation Angle Tilt Angle IP code 20 IK code Ambient Temperature Range 5 - 35°C Surge Protection 2kV Classification of Luminaries Class Ⅰ THDi <10% Effective Projected Area Driver Integrated Cut Out Size Dimensions W297mm*L1197mm*H65mm Weight 3.3 kg Body Steel (White) Reflector Diffuser PC(Frost) Trim Caseing Country of Origin China Brand Panasonic Remarks Cut Out Size : 275mm*1185mm Support Movie for Pro iD setting Catalog Spec Sheet Installation Manual IES Spec and certification may change without notice. Tìm kiếm Mã Hàng | ../html/panasonic.net_html/pspec.php-id-G00026057.html
https://panasonic.net/electricworks/lighting/vn/products/pspec.php?id=G00026532 | Không tìm thấy mục ưu điểm nào trên trang | NFV30102WE Certificates & Standards RoHs / CISPR15 / TISI / CR Catalog Spec Sheet IES Type of Luminaire Batten Standard Batten (Pro) AG Batten Set Model No. NFV30102WE Dimension and Materials Dimension and Materials Photometric Chart Photometric Chart Catalog Spec Sheet IES Type of Luminaire Batten Standard Batten (Pro) AG Batten Set Model No. NFV30102WE Product Data Type of Light Source LED Power Input 26W System Lumen Output 4000 lm System Efficacy 154 lm/W Power Voltage 220-240V Power Factor 0.9 Lifetime 50000H(L70) CCT 4000K CRI 80 SDCM <5 Input Frequency 50/60Hz Dimming non-Dimmable Dimming Range UGR Glare Cut Angle Beam Angle 120deg. Rotation Angle Tilt Angle 90deg. IP code 20 IK code IK 08 Ambient Temperature Range 5 - 35°C Surge Protection 1kV Classification of Luminaries Class Ⅱ THDi <20% Effective Projected Area Driver Integrated Cut Out Size Dimensions W52mm*L1200mm*H51mm Weight 0.68 kg Body AL(Sliver) Reflector Diffuser Trim Caseing Country of Origin China Brand Panasonic Remarks Catalog Spec Sheet IES Spec and certification may change without notice. Tìm kiếm Mã Hàng | ../html/panasonic.net_html/pspec.php-id-G00026532.html
https://panasonic.net/electricworks/lighting/vn/products/pspec.php?id=G00026533 | Không tìm thấy mục ưu điểm nào trên trang | NFV30103WE Certificates & Standards RoHs / CISPR15 / TISI / CR Catalog Spec Sheet IES Type of Luminaire Batten Standard Batten (Pro) AG Batten Set Model No. NFV30103WE Dimension and Materials Dimension and Materials Photometric Chart Photometric Chart Catalog Spec Sheet IES Type of Luminaire Batten Standard Batten (Pro) AG Batten Set Model No. NFV30103WE Product Data Type of Light Source LED Power Input 26W System Lumen Output 4000 lm System Efficacy 154 lm/W Power Voltage 220-240V Power Factor 0.9 Lifetime 50000H(L70) CCT 5000K CRI 80 SDCM <5 Input Frequency 50/60Hz Dimming non-Dimmable Dimming Range UGR Glare Cut Angle Beam Angle 120deg. Rotation Angle Tilt Angle 120deg. IP code 20 IK code IK 08 Ambient Temperature Range 5 - 35°C Surge Protection 1kV Classification of Luminaries Class Ⅱ THDi <20% Effective Projected Area Driver Integrated Cut Out Size Dimensions W52mm*L1200mm*H51mm Weight 0.68 kg Body AL(Sliver) Reflector Diffuser Trim Caseing Country of Origin China Brand Panasonic Remarks Catalog Spec Sheet IES Spec and certification may change without notice. Tìm kiếm Mã Hàng | ../html/panasonic.net_html/pspec.php-id-G00026533.html
https://panasonic.net/electricworks/lighting/vn/products/pspec.php?id=G00026534 | Không tìm thấy mục ưu điểm nào trên trang | NFV30112WE Certificates & Standards RoHs / CISPR15 / TISI / CR Catalog Spec Sheet IES Type of Luminaire Batten Standard Batten (Pro) AG Batten Set Model No. NFV30112WE Dimension and Materials Dimension and Materials Photometric Chart Photometric Chart Catalog Spec Sheet IES Type of Luminaire Batten Standard Batten (Pro) AG Batten Set Model No. NFV30112WE Product Data Type of Light Source LED Power Input 26W System Lumen Output 4000 lm System Efficacy 154 lm/W Power Voltage 220-240V Power Factor 0.9 Lifetime 50000H(L70) CCT 6500K CRI 80 SDCM <5 Input Frequency 50/60Hz Dimming non-Dimmable Dimming Range UGR Glare Cut Angle Beam Angle 120deg. Rotation Angle Tilt Angle 120deg. IP code 20 IK code IK 08 Ambient Temperature Range 5 - 35°C Surge Protection 1kV Classification of Luminaries Class Ⅱ THDi <20% Effective Projected Area Driver Integrated Cut Out Size Dimensions W52mm*L1200mm*H51mm Weight 0.68 kg Body AL(Sliver) Reflector Diffuser Trim Caseing Country of Origin China Brand Panasonic Remarks Catalog Spec Sheet IES Spec and certification may change without notice. Tìm kiếm Mã Hàng | ../html/panasonic.net_html/pspec.php-id-G00026534.html
https://panasonic.net/electricworks/lighting/vn/products/pspec.php?id=G00026535 | Không tìm thấy mục ưu điểm nào trên trang | NFV30113WE Certificates & Standards RoHs / CISPR15 / TISI / CR Catalog Spec Sheet IES Type of Luminaire Batten Standard Batten (Pro) AG Batten Set Model No. NFV30113WE Dimension and Materials Dimension and Materials Photometric Chart Photometric Chart Catalog Spec Sheet IES Type of Luminaire Batten Standard Batten (Pro) AG Batten Set Model No. NFV30113WE Product Data Type of Light Source LED Power Input 46W System Lumen Output 7000 lm System Efficacy 152 lm/W Power Voltage 220-240V Power Factor 0.9 Lifetime 50000H(L70) CCT 4000K CRI 80 SDCM <5 Input Frequency 50/60Hz Dimming non-Dimmable Dimming Range UGR Glare Cut Angle Beam Angle 120deg. Rotation Angle Tilt Angle 120deg. IP code 20 IK code IK 08 Ambient Temperature Range 5 - 35°C Surge Protection 1kV Classification of Luminaries Class Ⅱ THDi <20% Effective Projected Area Driver Integrated Cut Out Size Dimensions W52mm*L1200mm*H51mm Weight 0.68 kg Body AL(Sliver) Reflector Diffuser Trim Caseing Country of Origin China Brand Panasonic Remarks Catalog Spec Sheet IES Spec and certification may change without notice. Tìm kiếm Mã Hàng | ../html/panasonic.net_html/pspec.php-id-G00026535.html